## JOB TOTAL
PROJECT TOTAL
Job No. |  |  | Project Name
Customer |  |  | Location
Sales Manager / Estimator initials |  |  | Date | [5 empty] | Revision No
CURRENCY | 0% | 0
CURRENCY | % | COMMISSION |  |  |  | TOTAL COST | GP | Sell | SELL | PROFIT
|  |  |  | SECTION UNDER 1000mm | 71.75
[6 empty] | #REF! | #REF! | #REF! | #REF! | #REF!
CONTRACT | [5 empty] | 0 | 0% | 0 | 0 | 0 | Tab | Cost | Sell | GP
CANOPIES | [5 empty] | 50 | 44% | 89.2857 | 89.2857 | 39.2857 | Canopy | 50 | 89.2857 | 44%
SDU's | [5 empty] | #REF! | 0% | #REF! | #REF! | #REF! | Fire Suppression | 1020 | 1679.1045 | 39.25%
POLLUSTOP | [5 empty] | 210 | 35.99% | 328.0917 | 328.0917 | 118.0917 | SDU | 50 | 89.2857 | 44%
M.A.R.V.E.L. | [5 empty] | 1240 | 33.53% | 1865.4051 | 1865.4051 | 625.4051 |  | 1120 | 1857.6759 | 39.71%
VENTILATED CEILINGS | [5 empty] | 1195 | 36.73% | 1888.6549 | 1888.6549 | 693.6549
CANOPY BESPOKE | [5 empty] | #N/A | #N/A | #N/A | #N/A | #N/A
ANSUL | [5 empty] | 0 | 0% | 0 | 0 | 0
SPARE | [7 empty] | 0 | 0 | 0
SPARE | [7 empty] | 0 | 0 | 0
SPARE | [7 empty] | 0 | 0 | 0
SPARE | [7 empty] | 0 | 0 | 0
SPARE | [7 empty] | 0 | 0 | 0
|  |  |  | SECTION UNDER 1000mm | 71.75
Office Use Only

## Quote Price Schedule (hidden)
1.0 Canopies | Item | Description | Price | 20
| 1.01 | Halton canopy, ex-works | 89.2857
| 1.02 | Halton canopy, ex-works
| 1.03 | Halton canopy, ex-works
| 1.04 | Delivery & Installation
| 1.05 | Rip-out of existing canopies
| 1.06 | Testing & Commissioning
|  | Sub Total | 89.2857
2.0 Cladding | Item | Description | Price | 5
| 2.01 | Cladding below item xxxx, supplied & installed
2.02
2.03
|  | Sub Total | 0
3.0 Ansul | Item | Description | Price | 5
| 3.01 | Ansul R102 system. Supplied installed & commissioned
| 3.02 | Ansul R102 system. Supplied installed & commissioned
| 3.03 | Ansul R102 system. Supplied installed & commissioned
| 3.04 | Extra over cost for fire alarm coordination test (1 visit)
|  | Sub Total | 0
4.0 SDU | Item | Description | Price | 5
| 4.01 | Service Distribution Unit xxxxmm long. Supplied & installed (carcass only)
| 4.02 | Service Distribution Unit xxxxmm long. Supplied & installed (carcass only)
| 4.03 | Electrical & mechanical services, supply & install
| 4.04 | Extra over cost for separate `live site test'
|  | Sub Total | 0
5.0 Extract | Item | Description | Price
| 5.01 | Supply & installation of extract fan, controls & ductwork
| 5.02 | Delivery & installation
| 5.03 | Testing & commissioning
|  | Sub Total | 0
6.0 Supply | Item | Description | Price
| 6.01 | Supply & installation of supply-air fan, controls & ductwork
| 6.02 | Delivery & installation
| 6.03 | Testing & Commissioning
|  | Sub Total | 0
| TOTAL (excluding VAT) |  | 89.2857

## SPIRAL DUCT
GALVANISED SUPPLY DUCTWORK COSTS |  |  |  |  | PROJECT | [5 empty] | REF |  |  | TOTAL | COST Inc. PRICE INCREASE
Courtesy AIRTRACE NOV 2016 - No change in price NOV 2018 | [13 empty] | 0 | DATE | %
[15 empty] | 2017 | 3% | ALL COSTS
| Size | No. Off | Size | No. Off | Size | No. Off | Size | No. Off | Size | No. Off | Size | No. Off |  | Total | 2024 | 40% | 0
| 100 DIA |  | 125 DIA |  | 150 DIA |  | 200 DIA |  | 250 DIA |  | 315 DIA
Coupler | 2.12 |  | 2.35 |  | 2.35 |  | 2.78 |  | 3.99 |  | 6.08 |  |  | 0
3.0m Sraight | 21.79 |  | 27.25 |  | 34.3 |  | 51.18 |  | 63.69 |  | 80.05 |  |  | 0
90 Rad Bend | 8.51 |  | 10.05 |  | 14.75 |  | 20.63 |  | 30.79 |  | 33.47 |  |  | 0
45 Bend | 6.4 |  | 7.48 |  | 10.79 |  | 14.74 |  | 22.09 |  | 25.74 |  |  | 0
Flat Shoe | 15.52 |  | 17.19 |  | 21.51 |  | 28.04 |  | 35.38 |  | 47.48 |  |  | 0
Spigot | 2.66 |  | 2.66 |  | 3.94 |  | 5.37 |  | 6.4 |  | 8 |  |  | 0
Cap End | 4.32 |  | 4.44 |  | 4.5 |  | 8.02 |  | 11.35 |  | 16.65 |  |  | 0
Split Ring | 6.41 |  | 7.5 |  | 7.5 |  | 8.22 |  | 10.72 |  | 13.21 |  |  | 0
VCD | 19.99 |  | 21.1 |  | 23.94 |  | 25.41 |  | 29.86 |  | 34.67 |  |  | 0
Twin Bend | 54.19 |  | 63.22 |  | 69.44 |  | 94.74 |  | 106.65 |  | 169.29 |  |  | 0
Taper | 0 |  | 10.22 |  | 12.82 |  | 17.85 |  | 20.12 |  | 32.24 |  |  | 0
Pressed Saddle | 5.55 |  | 6.79 |  | 10.12 |  | 11.49 |  | 17.91 |  | 27.8 |  |  | 0
Flex. 10M | 34.16 |  | 42.15 |  | 49.24 |  | 69.22 |  | 88.27 |  | 120.21 |  |  | 0
Ins. Flex 10M | 97.16 |  | 97.16 |  | 103.38 |  | 155.71 |  | 188.99 |  | 260.4 |  |  | 0
Access Door | 12.6 |  | 12.6 |  | 14.49 |  | 14.49 |  | 14.49 |  | 14.49 |  |  | 0
0
[13 empty] | S/TOTAL | 0
[13 empty] | 15% | 0
[13 empty] | TOTAL | 0
| Size | No. Off | Size | No. Off | Size | No. Off | Size | No. Off | Size | No. Off | Size | No. Off |  | Total
| 355 DIA |  | 400DIA |  | 450 DIA |  | 500 DIA |  | 560 DIA |  | 600 DIA
Coupler | 6.26 |  | 7.96 |  | 7.96 |  | 9.99 |  | 11.84 |  | 11.84 |  |  | 0
3.0m Sraight | 119.78 |  | 135.01 |  | 152.42 |  | 169.29 |  | 189.44 |  | 213.37 |  |  | 0
90 Rad Bend | 40.01 |  | 49.85 |  | 55.33 |  | 70.64 |  | 79.92 |  | 127.04 |  |  | 0
45 Bend | 33.13 |  | 36.16 |  | 37.51 |  | 41.3 |  | 50.2 |  | 71.01 |  |  | 0
Flat Shoe | 58.09 |  | 64.98 |  | 90.01 |  | 96.26 |  | 144.76 |  | 159.58 |  |  | 0
Spigot | 9.33 |  | 9.69 |  | 12.8 |  | 12.8 |  | 13.86 |  | 14.53 |  |  | 0
Cap End | 17 |  | 26.24 |  | 26.88 |  | 32.94 |  | 33.73 |  | 33.73 |  |  | 0
Split Ring | 13.94 |  | 14.66 |  | 15.01 |  | 16.07 |  | 17.51 |  | 17.84 |  |  | 0
VCD | 49.11 |  | 51.86 |  | 66.39 |  | 70.56 |  | 96.15 |  | 96.15 |  |  | 0
Twin Bend | 127.25 |  | 143.61 |  | 173.22 |  | 241.44 |  | 279.96 |  | 288.39 |  |  | 0
Taper | 44.24 |  | 49.86 |  | 55.32 |  | 57.61 |  | 71.63 |  | 78.15 |  |  | 0
Pressed Saddle | 79.01 |  | 92.19 |  | 105.34 |  | 125.1 |  | 144.86 |  | 151.44 |  |  | 0
Flex. 10M | 136.65 |  | 158.36 |  | 180.11 |  | 224.26 |  | 0 |  | 0 |  |  | 0
Ins. Flex 10M | 282.58 |  | 322.96 |  | 360.68 |  | 381.53 |  | 0 |  | 0 |  |  | 0
Access Door | 14.49 |  | 14.49 |  | 14.49 |  | 27.8 |  | 27.8 |  | 27.8 |  |  | 0
0
[13 empty] | S/TOTAL | 0
[13 empty] | 15% | 0
[13 empty] | TOTAL | 0

## SUPPLY DUCT
GALVANISED SUPPLY DUCTWORK COSTS |  |  |  |  | PROJECT | [5 empty] | REF |  |  |  |  | TOTAL | COST Inc. PRICE INCREASE
Courtesy AIRTRACE NOV 2016 - No change in price NOV 2018 | [15 empty] | 0 | DATE | %
[17 empty] | 2017 | 3% | ALL COSTS
| Size | No. Off | Size | No. Off | Size | No. Off | Size | No. Off | Size | No. Off | Size | No. Off |  |  |  | Total | 2024 | 40% | 0
| 200x200 |  | 250x250 |  | 300x300 |  | 350x350 |  | 400x400 |  | 450x450
Spigot | 17.83 |  | 19.65 |  | 21.66 |  | 23.3 |  | 25 |  | 26.9 |  |  |  |  | 0
1.5m Sraight | 41.24 |  | 47.3 |  | 54.24 |  | 58.57 |  | 63.31 |  | 68.36 |  |  |  |  | 0
90 Rad Bend | 46.36 |  | 51.97 |  | 58.26 |  | 62.91 |  | 84.58 |  | 91.19 |  |  |  |  | 0
45 Bend | 39.54 |  | 44.32 |  | 49.69 |  | 53.56 |  | 57.83 |  | 62.34 |  |  |  |  | 0
90 Sq Bend | 48.83 |  | 56 |  | 64.22 |  | 69.35 |  | 75.65 |  | 82.14 |  |  |  |  | 0
Rad Tee | 68.13 |  | 78.13 |  | 89.6 |  | 96.75 |  | 130.08 |  | 140.25 |  |  |  |  | 0
Square Tee | 56.59 |  | 64.89 |  | 74.42 |  | 80.36 |  | 86.86 |  | 94.31 |  |  |  |  | 0
Taper 0.8m | 46.55 |  | 53.38 |  | 61.22 |  | 66.11 |  | 71.45 |  | 77.16 |  |  |  |  | 0
Offset 0.8m | 46.55 |  | 53.38 |  | 61.22 |  | 66.11 |  | 71.45 |  | 77.16 |  |  |  |  | 0
Sq to Round | 45.56 |  | 51.08 |  | 57.26 |  | 61.72 |  | 66.64 |  | 71.83 |  |  |  |  | 0
Shoe | 29.21 |  | 32.2 |  | 35.49 |  | 38.18 |  | 40.96 |  | 44.07 |  |  |  |  | 0
Blank End | 5.66 |  | 6.5 |  | 7.45 |  | 8.12 |  | 8.86 |  | 9.65 |  |  |  |  | 0
Grille Box | 21.1 |  | 24.2 |  | 27.75 |  | 29.97 |  | 32.39 |  | 34.97 |  |  |  |  | 0
Flange | 7.77 |  | 8.56 |  | 9.44 |  | 10.16 |  | 10.9 |  | 11.72 |  |  |  |  | 0
Access Door | 25 |  | 25 |  | 28 |  | 28 |  | 30 |  | 32 |  |  |  |  | 0
VCD | 32.25 |  | 35.4 |  | 40.16 |  | 45.11 |  | 48.76 |  | 53.19 |  |  |  |  | 0
[15 empty] | S/TOTAL | 0
Supports | [14 empty] | 15% | 0
[15 empty] | TOTAL | 0
| Size | No. Off | Size | No. Off | Size | No. Off | Size | No. Off | Size | No. Off | Size | No. Off |  |  |  | Total
| 500x500 |  | 550x550 |  | 600x600 |  | 650x650 |  | 700x700 |  | 750x750
Spigot | 28.86 |  | 31.04 |  | 33.3 |  | 35.83 |  | 38.44 |  | 41.36 |  |  |  |  | 0
1.5m Sraight | 73.89 |  | 79.78 |  | 86.23 |  | 93.12 |  | 100.65 |  | 108.68 |  |  |  |  | 0
90 Rad Bend | 98.32 |  | 106 |  | 114.28 |  | 123.21 |  | 132.84 |  | 143.22 |  |  |  |  | 0
45 Bend | 67.31 |  | 72.55 |  | 78.34 |  | 84.44 |  | 91.19 |  | 98.28 |  |  |  |  | 0
90 Sq Bend | 89.6 |  | 97.29 |  | 106.13 |  | 115.24 |  | 125.71 |  | 136.5 |  |  |  |  | 0
Rad Tee | 151.2 |  | 163.02 |  | 175.76 |  | 189.49 |  | 204.29 |  | 220.26 |  |  |  |  | 0
Square Tee | 101.94 |  | 110.69 |  | 119.64 |  | 129.91 |  | 140.41 |  | 152.46 |  |  |  |  | 0
Taper 0.8m | 83.39 |  | 90.05 |  | 97.33 |  | 105.1 |  | 113.6 |  | 122.67 |  |  |  |  | 0
Offset 0.8m | 83.39 |  | 90.05 |  | 97.33 |  | 105.1 |  | 113.6 |  | 122.67 |  |  |  |  | 0
Sq to Round | 77.57 |  | 83.61 |  | 90.28 |  | 97.31 |  | 105.08 |  | 113.26 |  |  |  |  | 0
Shoe | 47.28 |  | 50.86 |  | 54.57 |  | 58.71 |  | 62.98 |  | 67.76 |  |  |  |  | 0
Blank End | 10.53 |  | 11.48 |  | 12.52 |  | 13.64 |  | 14.88 |  | 16.22 |  |  |  |  | 0
Grille Box | 37.8 |  | 40.82 |  | 44.12 |  | 47.64 |  | 51.49 |  | 55.6 |  |  |  |  | 0
Flange | 12.58 |  | 13.53 |  | 14.52 |  | 15.62 |  | 16.75 |  | 18.02 |  |  |  |  | 0
Access Door | 35 |  | 48 |  | 48 |  | 48 |  | 48 |  | 48 |  |  |  |  | 0
VCD | 58.52 |  | 62.94 |  | 71.89 |  | 77.38 |  | 84.03 |  | 89.84 |  |  |  |  | 0
[15 empty] | S/TOTAL | 0
Supports | [14 empty] | 15% | 0
[15 empty] | TOTAL | 0
| Size | No. Off | Size | No. Off | Size | No. Off | Size | No. Off | Size | No. Off | Size | No. Off | Size | No. Off |  | Total
| 800x800 |  | 850x850 |  | 900x900 |  | 950x950 |  | 1000x1000 |  | 1050x1050 |  | 1100x1100
Spigot | 45.2 |  | 48.62 |  | 52.16 |  | 56.12 |  | 61.33 |  | 65.98 |  | 70.79 |  |  | 0
1.5m Sraight | 118.56 |  | 128.02 |  | 138.37 |  | 149.42 |  | 162.99 |  | 176 |  | 190.23 |  |  | 0
90 Rad Bend | 168.41 |  | 181.57 |  | 195.76 |  | 211.05 |  | 227.54 |  | 245.32 |  | 264.49 |  |  | 0
45 Bend | 107.11 |  | 115.45 |  | 124.67 |  | 134.37 |  | 146.44 |  | 157.84 |  | 170.45 |  |  | 0
90 Sq Bend | 148.9 |  | 161.68 |  | 174.75 |  | 189.75 |  | 206.99 |  | 224.76 |  | 242.93 |  |  | 0
Rad Tee | 244.13 |  | 263.21 |  | 283.77 |  | 305.94 |  | 329.85 |  | 355.62 |  | 383.41 |  |  | 0
Square Tee | 166.31 |  | 180.59 |  | 195.18 |  | 211.94 |  | 231.19 |  | 251.04 |  | 271.33 |  |  | 0
Taper 0.8m | 132.59 |  | 143.17 |  | 154.75 |  | 167.1 |  | 180.61 |  | 195.03 |  | 210.79 |  |  | 0
Offset 0.8m | 132.59 |  | 143.17 |  | 154.75 |  | 167.1 |  | 180.61 |  | 195.03 |  | 210.79 |  |  | 0
Sq to Round | 122.3 |  | 131.82 |  | 142.34 |  | 153.42 |  | 165.67 |  | 178.57 |  | 192.82 |  |  | 0
Shoe | 72.7 |  | 78.21 |  | 83.91 |  | 90.27 |  | 96.85 |  | 104.19 |  | 111.78 |  |  | 0
Blank End | 17.69 |  | 19.28 |  | 21.03 |  | 22.92 |  | 25 |  | 27.25 |  | 29.73 |  |  | 0
Grille Box | 60.1 |  | 64.9 |  | 70.14 |  | 75.74 |  | 81.87 |  | 88.4 |  | 95.55 |  |  | 0
Flange | 19.34 |  | 20.8 |  | 22.32 |  | 24.01 |  | 25.76 |  | 27.71 |  | 29.73 |  |  | 0
Access Door | 48 |  | 48 |  | 48 |  | 48 |  | 48 |  | 48 |  | 48 |  |  | 0
VCD | 97.22 |  | 104.74 |  | 112.19 |  | 119.05 |  | 127.24 |  | 148.56 |  | 157.18 |  |  | 0
[15 empty] | S/TOTAL | 0
Supports | [14 empty] | 15% | 0
[15 empty] | TOTAL | 0
| Size | No. Off | Size | No. Off | Size | No. Off | Size | No. Off | Size | No. Off | Size | No. Off | Size | No. Off |  | Total
| 1150x1150 |  | 1200x1200 |  | 1250x1250 |  | 1300x1300 |  | 1350x1350 |  | 1400x1400 |  | 1450x1450
Spigot | 76.15 |  | 83.23 |  | 89.54 |  | 96.06 |  | 103.35 |  | 110.87 |  | 119.28 |  |  | 0
1.5m Sraight | 205.42 |  | 224.08 |  | 241.97 |  | 261.53 |  | 282.41 |  | 305.24 |  | 329.62 |  |  | 0
90 Rad Bend | 285.15 |  | 307.44 |  | 331.46 |  | 357.36 |  | 385.28 |  | 415.38 |  | 447.84 |  |  | 0
45 Bend | 183.71 |  | 200.22 |  | 215.8 |  | 233.03 |  | 251.17 |  | 271.23 |  | 292.34 |  |  | 0
90 Sq Bend | 263.78 |  | 287.74 |  | 312.44 |  | 337.7 |  | 366.69 |  | 396.33 |  | 430.36 |  |  | 0
Rad Tee | 413.37 |  | 445.66 |  | 480.49 |  | 518.03 |  | 558.51 |  | 602.14 |  | 649.19 |  |  | 0
Square Tee | 294.62 |  | 321.39 |  | 348.97 |  | 377.19 |  | 409.56 |  | 442.67 |  | 480.67 |  |  | 0
Taper 0.8m | 227.62 |  | 246.03 |  | 265.67 |  | 287.15 |  | 310.07 |  | 335.14 |  | 361.89 |  |  | 0
Offset 0.8m | 227.62 |  | 246.03 |  | 265.67 |  | 287.15 |  | 310.07 |  | 335.14 |  | 361.89 |  |  | 0
Sq to Round | 207.83 |  | 224.43 |  | 241.9 |  | 261.21 |  | 281.54 |  | 304.02 |  | 327.68 |  |  | 0
Shoe | 120.26 |  | 129.02 |  | 138.8 |  | 148.91 |  | 160.21 |  | 171.88 |  | 184.91 |  |  | 0
Blank End | 32.4 |  | 35.34 |  | 38.52 |  | 42.01 |  | 45.79 |  | 49.95 |  | 54.44 |  |  | 0
Grille Box | 103.18 |  | 111.52 |  | 120.42 |  | 130.16 |  | 140.55 |  | 151.91 |  | 164.04 |  |  | 0
Flange | 31.99 |  | 34.32 |  | 36.92 |  | 39.61 |  | 42.61 |  | 45.72 |  | 49.18 |  |  | 0
Access Door | 48 |  | 48 |  | 48 |  | 48 |  | 48 |  | 48 |  | 48 |  |  | 0
VCD | [15 empty] | 0
[15 empty] | S/TOTAL | 0
Supports | [14 empty] | 15% | 0
[15 empty] | TOTAL | 0

## EXTRACT DUCT
GALVANISED EXTRACT DUCTWORK COSTS |  |  |  |  | PROJECT | [5 empty] | REF |  |  |  |  | TOTAL | COST Inc. PRICE INCREASE
Courtesy AIRTRACE NOV 2016 - No change in price NOV 2018 | [15 empty] | 0 | DATE | %
[17 empty] | 2017 | 3% | ALL COSTS
| Size | No. Off | Size | No. Off | Size | No. Off | Size | No. Off | Size | No. Off | Size | No. Off |  |  |  | Total | 2024 | 40% | 0
| 200x200 |  | 250x250 |  | 300x300 |  | 350x350 |  | 400x400 |  | 450x450
Spigot | 17.83 |  | 19.65 |  | 21.66 |  | 23.3 |  | 25 |  | 26.9 |  |  |  |  | 0
1.5m Sraight | 41.24 |  | 47.3 |  | 54.24 |  | 58.57 |  | 63.31 |  | 68.36 |  |  |  |  | 0
90 Rad Bend | 46.36 |  | 51.97 |  | 58.26 |  | 62.91 |  | 84.58 |  | 91.19 |  |  |  |  | 0
45 Bend | 39.54 |  | 44.32 |  | 49.69 |  | 53.56 |  | 57.83 |  | 62.34 |  |  |  |  | 0
90 Sq Bend | 48.83 |  | 56 |  | 64.22 |  | 69.35 |  | 75.65 |  | 82.14 |  |  |  |  | 0
Rad Tee | 68.13 |  | 78.13 |  | 89.6 |  | 96.75 |  | 130.08 |  | 140.25 |  |  |  |  | 0
Square Tee | 56.59 |  | 64.89 |  | 74.42 |  | 80.36 |  | 86.86 |  | 94.31 |  |  |  |  | 0
Taper 0.8m | 46.55 |  | 53.38 |  | 61.22 |  | 66.11 |  | 71.45 |  | 77.16 |  |  |  |  | 0
Offset 0.8m | 46.55 |  | 53.38 |  | 61.22 |  | 66.11 |  | 71.45 |  | 77.16 |  |  |  |  | 0
Sq to Round | 45.56 |  | 51.08 |  | 57.26 |  | 61.72 |  | 66.64 |  | 71.83 |  |  |  |  | 0
Shoe | 29.21 |  | 32.2 |  | 35.49 |  | 38.18 |  | 40.96 |  | 44.07 |  |  |  |  | 0
Blank End | 5.66 |  | 6.5 |  | 7.45 |  | 8.12 |  | 8.86 |  | 9.65 |  |  |  |  | 0
Grille Box | 21.1 |  | 24.2 |  | 27.75 |  | 29.97 |  | 32.39 |  | 34.97 |  |  |  |  | 0
Flange | 7.77 |  | 8.56 |  | 9.44 |  | 10.16 |  | 10.9 |  | 11.72 |  |  |  |  | 0
Access Door | 25 |  | 25 |  | 28 |  | 28 |  | 30 |  | 32 |  |  |  |  | 0
VCD | 32.25 |  | 35.4 |  | 40.16 |  | 45.11 |  | 48.76 |  | 53.19 |  |  |  |  | 0
[15 empty] | S/TOTAL | 0
Supports | [14 empty] | 15% | 0
[15 empty] | TOTAL | 0
| Size | No. Off | Size | No. Off | Size | No. Off | Size | No. Off | Size | No. Off | Size | No. Off |  |  |  | Total
| 500x500 |  | 550x550 |  | 600x600 |  | 650x650 |  | 700x700 |  | 750x750
Spigot | 28.86 |  | 31.04 |  | 33.3 |  | 35.83 |  | 38.44 |  | 41.36 |  |  |  |  | 0
1.5m Sraight | 73.89 |  | 79.78 |  | 86.23 |  | 93.12 |  | 100.65 |  | 108.68 |  |  |  |  | 0
90 Rad Bend | 98.32 |  | 106 |  | 114.28 |  | 123.21 |  | 132.84 |  | 143.22 |  |  |  |  | 0
45 Bend | 67.31 |  | 72.55 |  | 78.34 |  | 84.44 |  | 91.19 |  | 98.28 |  |  |  |  | 0
90 Sq Bend | 89.6 |  | 97.29 |  | 106.13 |  | 115.24 |  | 125.71 |  | 136.5 |  |  |  |  | 0
Rad Tee | 151.2 |  | 163.02 |  | 175.76 |  | 189.49 |  | 204.29 |  | 220.26 |  |  |  |  | 0
Square Tee | 101.94 |  | 110.69 |  | 119.64 |  | 129.91 |  | 140.41 |  | 152.46 |  |  |  |  | 0
Taper 0.8m | 83.39 |  | 90.05 |  | 97.33 |  | 105.1 |  | 113.6 |  | 122.67 |  |  |  |  | 0
Offset 0.8m | 83.39 |  | 90.05 |  | 97.33 |  | 105.1 |  | 113.6 |  | 122.67 |  |  |  |  | 0
Sq to Round | 77.57 |  | 83.61 |  | 90.28 |  | 97.31 |  | 105.08 |  | 113.26 |  |  |  |  | 0
Shoe | 47.28 |  | 50.86 |  | 54.57 |  | 58.71 |  | 62.98 |  | 67.76 |  |  |  |  | 0
Blank End | 10.53 |  | 11.48 |  | 12.52 |  | 13.64 |  | 14.88 |  | 16.22 |  |  |  |  | 0
Grille Box | 37.8 |  | 40.82 |  | 44.12 |  | 47.64 |  | 51.49 |  | 55.6 |  |  |  |  | 0
Flange | 12.58 |  | 13.53 |  | 14.52 |  | 15.62 |  | 16.75 |  | 18.02 |  |  |  |  | 0
Access Door | 35 |  | 48 |  | 48 |  | 48 |  | 48 |  | 48 |  |  |  |  | 0
VCD | 58.52 |  | 62.94 |  | 71.89 |  | 77.38 |  | 84.03 |  | 89.84 |  |  |  |  | 0
[15 empty] | S/TOTAL | 0
Supports | [14 empty] | 15% | 0
[15 empty] | TOTAL | 0
| Size | No. Off | Size | No. Off | Size | No. Off | Size | No. Off | Size | No. Off | Size | No. Off | Size | No. Off |  | Total
| 800x800 |  | 850x850 |  | 900x900 |  | 950x950 |  | 1000x1000 |  | 1050x1050 |  | 1100x1100
Spigot | 45.2 |  | 48.62 |  | 52.16 |  | 56.12 |  | 61.33 |  | 65.98 |  | 70.79 |  |  | 0
1.5m Sraight | 118.56 |  | 128.02 |  | 138.37 |  | 149.42 |  | 162.99 |  | 176 |  | 190.23 |  |  | 0
90 Rad Bend | 168.41 |  | 181.57 |  | 195.76 |  | 211.05 |  | 227.54 |  | 245.32 |  | 264.49 |  |  | 0
45 Bend | 107.11 |  | 115.45 |  | 124.67 |  | 134.37 |  | 146.44 |  | 157.84 |  | 170.45 |  |  | 0
90 Sq Bend | 148.9 |  | 161.68 |  | 174.75 |  | 189.75 |  | 206.99 |  | 224.76 |  | 242.93 |  |  | 0
Rad Tee | 244.13 |  | 263.21 |  | 283.77 |  | 305.94 |  | 329.85 |  | 355.62 |  | 383.41 |  |  | 0
Square Tee | 166.31 |  | 180.59 |  | 195.18 |  | 211.94 |  | 231.19 |  | 251.04 |  | 271.33 |  |  | 0
Taper 0.8m | 132.59 |  | 143.17 |  | 154.75 |  | 167.1 |  | 180.61 |  | 195.03 |  | 210.79 |  |  | 0
Offset 0.8m | 132.59 |  | 143.17 |  | 154.75 |  | 167.1 |  | 180.61 |  | 195.03 |  | 210.79 |  |  | 0
Sq to Round | 122.3 |  | 131.82 |  | 142.34 |  | 153.42 |  | 165.67 |  | 178.57 |  | 192.82 |  |  | 0
Shoe | 72.7 |  | 78.21 |  | 83.91 |  | 90.27 |  | 96.85 |  | 104.19 |  | 111.78 |  |  | 0
Blank End | 17.69 |  | 19.28 |  | 21.03 |  | 22.92 |  | 25 |  | 27.25 |  | 29.73 |  |  | 0
Grille Box | 60.1 |  | 64.9 |  | 70.14 |  | 75.74 |  | 81.87 |  | 88.4 |  | 95.55 |  |  | 0
Flange | 19.34 |  | 20.8 |  | 22.32 |  | 24.01 |  | 25.76 |  | 27.71 |  | 29.73 |  |  | 0
Access Door | 48 |  | 48 |  | 48 |  | 48 |  | 48 |  | 48 |  | 48 |  |  | 0
VCD | 97.22 |  | 104.74 |  | 112.19 |  | 119.05 |  | 127.24 |  | 148.56 |  | 157.18 |  |  | 0
[15 empty] | S/TOTAL | 0
Supports | [14 empty] | 15% | 0
[15 empty] | TOTAL | 0
| Size | No. Off | Size | No. Off | Size | No. Off | Size | No. Off | Size | No. Off | Size | No. Off | Size | No. Off |  | Total
| 1150x1150 |  | 1200x1200 |  | 1250x1250 |  | 1300x1300 |  | 1350x1350 |  | 1400x1400 |  | 1450x1450
Spigot | 76.15 |  | 83.23 |  | 89.54 |  | 96.06 |  | 103.35 |  | 110.87 |  | 119.28 |  |  | 0
1.5m Sraight | 205.42 |  | 224.08 |  | 241.97 |  | 261.53 |  | 282.41 |  | 305.24 |  | 329.62 |  |  | 0
90 Rad Bend | 285.15 |  | 307.44 |  | 331.46 |  | 357.36 |  | 385.28 |  | 415.38 |  | 447.84 |  |  | 0
45 Bend | 183.71 |  | 200.22 |  | 215.8 |  | 233.03 |  | 251.17 |  | 271.23 |  | 292.34 |  |  | 0
90 Sq Bend | 263.78 |  | 287.74 |  | 312.44 |  | 337.7 |  | 366.69 |  | 396.33 |  | 430.36 |  |  | 0
Rad Tee | 413.37 |  | 445.66 |  | 480.49 |  | 518.03 |  | 558.51 |  | 602.14 |  | 649.19 |  |  | 0
Square Tee | 294.62 |  | 321.39 |  | 348.97 |  | 377.19 |  | 409.56 |  | 442.67 |  | 480.67 |  |  | 0
Taper 0.8m | 227.62 |  | 246.03 |  | 265.67 |  | 287.15 |  | 310.07 |  | 335.14 |  | 361.89 |  |  | 0
Offset 0.8m | 227.62 |  | 246.03 |  | 265.67 |  | 287.15 |  | 310.07 |  | 335.14 |  | 361.89 |  |  | 0
Sq to Round | 207.83 |  | 224.43 |  | 241.9 |  | 261.21 |  | 281.54 |  | 304.02 |  | 327.68 |  |  | 0
Shoe | 120.26 |  | 129.02 |  | 138.8 |  | 148.91 |  | 160.21 |  | 171.88 |  | 184.91 |  |  | 0
Blank End | 32.4 |  | 35.34 |  | 38.52 |  | 42.01 |  | 45.79 |  | 49.95 |  | 54.44 |  |  | 0
Grille Box | 103.18 |  | 111.52 |  | 120.42 |  | 130.16 |  | 140.55 |  | 151.91 |  | 164.04 |  |  | 0
Flange | 31.99 |  | 34.32 |  | 36.92 |  | 39.61 |  | 42.61 |  | 45.72 |  | 49.18 |  |  | 0
Access Door | 48 |  | 48 |  | 48 |  | 48 |  | 48 |  | 48 |  | 48 |  |  | 0
VCD | [15 empty] | 0
[15 empty] | S/TOTAL | 0
Supports | [14 empty] | 15% | 0
[15 empty] | TOTAL | 0

## AHU TEST
F24-18.5 AHU TESTING COST SHEET | UNDER CONSTRUCTION - WATCH THIS SPACE | [7 empty] | SEPT24-18.5
Job No |  |  | Project Name
Customer |  |  | Location
Sales Manager / Estimator initials |  |  | Date |  |  |  |  | Revision No |  | GP SHOULD BE MINIMUM 30%
CURRENCY | 0% | 0 |  |  | 8103 | 30.36% | 11635.2616 | 11635.2616 | 3532.2616
CURRENCY | % | COMMISSION |  | COST | TOTAL COST | GP | SELL | SELL | PROFIT
TEST PROCEDURE | DAYS | LOCATION |  |  | 8103 | - | 11635.2616 | 11635.2616 | 3532.2616
FAN & AIRFLOW PER UNIT |  |  |  |  | 0 | 29% | 0 | 0 | 0
TEST EQUIPMENT | 1 | FACTORY |  | 590 | 590 | 29% | 830.9859 | 830.9859 | 240.9859
ENGINEER | 2 | FACTORY |  | 360 | 720 | 29% | 1014.0845 | 1014.0845 | 294.0845
DUCTWORK | 1 | FACTORY |  | 200 | 200 | 29% | 281.6901 | 281.6901 | 81.6901
FACTORY SPACE | 1 | FACTORY |  | 250 | 250 | 29% | 352.1127 | 352.1127 | 102.1127
|  |  |  | 26.78 | 0 | 29% | 0 | 0 | 0
TEST EQUIPMENT | 1 | SITE |  | 590 | 590 | 44% | 1053.5714 | 1053.5714 | 463.5714
ENGINEER | 2 | SITE |  | 404 | 808 | 29% | 1138.0282 | 1138.0282 | 330.0282
|  |  |  | 0 | 0 | 29% | 0 | 0 | 0
|  |  |  | 0 | 0 | 29% | 0 | 0 | 0
PRESSURE DROP PER MODULE |  |  |  | 0 | 0 | 29% | 0 | 0 | 0
TEST EQUIPMENT | 1 | FACTORY |  | 250 | 250 | 29% | 352.1127 | 352.1127 | 102.1127
ENGINEER | 0.5 | FACTORY |  | 360 | 180 | 29% | 253.5211 | 253.5211 | 73.5211
[5 empty] | 0 | 29% | 0 | 0 | 0
TEST EQUIPMENT | 1 | SITE |  | 250 | 250 | 29% | 352.1127 | 352.1127 | 102.1127
ENGINEER | 0.5 | SITE |  | 404 | 202 | 29% | 284.507 | 284.507 | 82.507
|  |  |  | 0 | 0 | 29% | 0 | 0 | 0
|  |  |  | 0 | 0 | 29% | 0 | 0 | 0
CASING AIR LEAKAGE PER UNIT |  |  |  | 0 | 0 | 29% | 0 | 0 | 0
TEST EQUIPMENT | 1 | FACTORY |  | 555 | 555 | 29% | 781.6901 | 781.6901 | 226.6901
ENGINEER | 1 | FACTORY |  | 360 | 360 | 29% | 507.0423 | 507.0423 | 147.0423
CAPPING PLATES | 2 | FACTORY |  | 75 | 150 | 29% | 211.2676 | 211.2676 | 61.2676
FACTORY SPACE | 1 | FACTORY |  | 250 | 250 | 29% | 352.1127 | 352.1127 | 102.1127
|  |  |  | 26.78 | 0 | 29% | 0 | 0 | 0
TEST EQUIPMENT | 1 | SITE |  | 555 | 555 | 29% | 781.6901 | 781.6901 | 226.6901
ENGINEER | 1 | SITE |  | 404 | 404 | 29% | 569.0141 | 569.0141 | 165.0141
CAPPING PLATES | 2 | SITE |  | 75 | 150 | 29% | 211.2676 | 211.2676 | 61.2676
[5 empty] | 0 | 29% | 0 | 0 | 0
[5 empty] | 0 | 29% | 0 | 0 | 0
FILTER BYPASS PER MODULE |  |  |  |  | 0 | 29% | 0 | 0 | 0
TEST EQUIPMENT | 1 | FACTORY |  | 250 | 250 | 29% | 352.1127 | 352.1127 | 102.1127
ENGINEER | 1 | FACTORY |  | 360 | 360 | 29% | 507.0423 | 507.0423 | 147.0423
CAPPING PLATES | 2 | FACTORY |  | 75 | 150 | 29% | 211.2676 | 211.2676 | 61.2676
FACTORY SPACE | 1 | FACTORY |  | 250 | 250 | 29% | 352.1127 | 352.1127 | 102.1127
|  |  |  | 550 | 0 | 29% | 0 | 0 | 0
TEST EQUIPMENT | 1 | SITE |  | 75 | 75 | 29% | 105.6338 | 105.6338 | 30.6338
ENGINEER | 1 | SITE |  | 404 | 404 | 29% | 569.0141 | 569.0141 | 165.0141
CAPPING PLATES | 2 | SITE |  | 75 | 150 | 29% | 211.2676 | 211.2676 | 61.2676
|  |  |  | 0 | 0 | 29% | 0 | 0 | 0
|  |  |  | 0 | 0 | 29% | 0 | 0 | 0
|  |  |  | 0 | 0 | 29% | 0 | 0 | 0
|  |  |  | 0 | 0 | 29% | 0 | 0 | 0
DELIVERY & INSTALLATION |  |  |  |  | 0 | - | 0 | 0 | 0
DELIVERY x 1.5 for multple loads |  | SELECT LOCATION… |  | 0 | 0 | 33% | 0 | 0 | 0
PLANT HIRE |  | 3M TOWER |  | 260 | 0 | 33% | 0 | 0 | 0
STRIP OUT |  | PER DAY |  | 386.25 | 0 | 33% | 0 | 0 | 0
CONSUMABLES |  |  |  | 0 | 0 | 33% | 0 | 0 | 0
INSTALLATION NORMAL HOURS |  | 5M PER TEAM PER DAY |  | 531 | 0 | 40% | 0 | 0 | 0
INSTALLATION AFTER HOURS |  | 5M PER TEAM PER DAY |  | 861 | 0 | 40% | 0 | 0 | 0
ACCOMODATION |  | PER NIGHT PER TEAM |  | 0 | 0 | 33% | 0 | 0 | 0
OVERNIGHT |  | PER NIGHT PER TEAM |  | 0 | 0 | 33% | 0 | 0 | 0
TRAVEL COSTS |  |  |  | 0 | 0 | 33% | 0 | 0 | 0
TEST & COMMISSION |  | 3 days for large systems. |  | 595 | 0 | 33% | 0 | 0 | 0
Office Use Only

## CONTRACT
F24 - 18.5 CONTRACTING COST SHEET | GUIDE PRICES ONLY - SUPPLIER QUOTATIONS TO BE OBTAINED WHENEVER POSSIBLE | [7 empty] | SEPT24-18.5
Job No |  |  | Project Name
Customer |  |  | Location
Sales Manager / Estimator initials |  |  | Date |  |  |  |  | Revision No |  | GP SHOULD BE MINIMUM 30%
CURRENCY | 0% | 0 |  |  | 0 | - | 0 | 0 | 0
CURRENCY | % | COMMISSION |  | COST | TOTAL COST | GP | SELL | SELL | PROFIT | EXTRACT | SUPPLY | CONTROLS | INSTALLATION
[10 empty] | TOTAL | TOTAL | TOTAL | TOTAL
CONTRACTING SCHEDULE | QTY | SIZE |  |  | 0 | - | 0 | 0 | 0 | 0 | 0 | 0 | 0
EXTRACT FAN AND ANCILLARIES |  | EXTRACT FANS SIZE |  | 0 | 0 | 29% | 0 | 0 | 0 | 0
CONTROLS |  | CONTROLS |  | 0 | 0 | 29% | 0 | 0 | 0 | 0
ATTENUATORS (Melinex lined) |  | ATTENUATORS (EXTRACT) |  | 0 | 0 | 29% | 0 | 0 | 0 | 0
EXTRACT DUCT |  |  |  |  | 0 | 29% | 0 | 0 | 0 | 0
FIRE RATED DUCTWORK |  |  |  |  | 0 | 29% | 0 | 0 | 0 | 0
ACCESS DOORS |  |  |  | 26.78 | 0 | 29% | 0 | 0 | 0 | 0
VCD |  |  |  | 1339 | 0 | 29% | 0 | 0 | 0 | 0
LOUVRES |  |  |  | 0 | 0 | 29% | 0 | 0 | 0 | 0
|  |  |  | 0 | 0 | 29% | 0 | 0 | 0 | 0
RECO AIR UNIT |  |  |  | 17895 | 0 | 29% | 0 | 0 | 0 | 0
SPARE PART |  |  |  | 0 | 0 | 29% | 0 | 0 | 0 | 0
SPARE PART |  |  |  | 0 | 0 | 29% | 0 | 0 | 0 | 0
SUPPLY FAN AND ANCILLARIES |  | SUPPLY FANS SIZE |  | 0 | 0 | 29% | 0 | 0 | 0 |  | 0
CONTROLS |  | CONTROLS |  | 0 | 0 | 29% | 0 | 0 | 0 |  | 0
ATTENUATORS |  | ATTENUATORS (SUPPLY) |  | 0 | 0 | 29% | 0 | 0 | 0 |  | 0
HEATER |  | Electric heater inc controls |  | 0 | 0 | 29% | 0 | 0 | 0 |  | 0
FRESH AIR FILTERS |  |  |  | 0 | 0 | 29% | 0 | 0 | 0 |  | 0
SUPPLY AIR DUCT |  |  |  |  | 0 | 29% | 0 | 0 | 0 |  | 0
INSULATION |  |  |  | 0 | 0 | 29% | 0 | 0 | 0 |  | 0
GRILLES/DIFFUSERS |  |  |  | 87 | 0 | 29% | 0 | 0 | 0 |  | 0
LOUVRES |  |  |  | 0 | 0 | 29% | 0 | 0 | 0 |  | 0
FIRE DAMPERS |  |  |  | 88.28 | 0 | 29% | 0 | 0 | 0 |  | 0
VCD |  |  |  | 0 | 0 | 29% | 0 | 0 | 0 |  | 0
ACCESS DOORS |  |  |  | 26.78 | 0 | 29% | 0 | 0 | 0 |  | 0
SPIRAL & FLEX |  |  |  | 444 | 0 | 29% | 0 | 0 | 0 |  | 0
SPARE PART |  |  |  | 0 | 0 | 29% | 0 | 0 | 0 |  | 0
SPARE PART |  |  |  | 0 | 0 | 29% | 0 | 0 | 0 |  | 0
SPARE PART |  |  |  |  | 0 | 29% | 0 | 0 | 0 |  |  |  | 0
SPARE PART |  |  |  |  | 0 | 29% | 0 | 0 | 0 |  |  |  | 0
SPARE PART |  |  |  |  | 0 | 29% | 0 | 0 | 0 |  |  |  | 0
SPARE PART |  |  |  | 0 | 0 | 29% | 0 | 0 | 0 |  |  |  | 0
SPARE PART |  |  |  | 0 | 0 | 29% | 0 | 0 | 0 |  |  |  | 0
SPARE PART |  |  |  | 0 | 0 | 29% | 0 | 0 | 0 |  |  |  | 0
SPARE PART |  |  |  | 0 | 0 | 29% | 0 | 0 | 0 |  |  |  | 0
GAS INTERLOCK |  | MERLIN CT1750 (INC PRESSURE SWITCH) |  | 550 | 0 | 29% | 0 | 0 | 0 |  |  |  | 0
CO SENSOR |  | MERLIN CH4CO |  | 75 | 0 | 29% | 0 | 0 | 0 |  |  |  | 0
CO2 SENSOR (DCKV) |  | MERLIN CO |  | 150 | 0 | 29% | 0 | 0 | 0 |  |  |  | 0
CONTROL PANEL |  |  |  | 0 | 0 | 29% | 0 | 0 | 0 |  |  | 0
CONTROLS |  |  |  | 0 | 0 | 29% | 0 | 0 | 0 |  |  | 0
FIELD WIRING |  |  |  | 0 | 0 | 29% | 0 | 0 | 0 |  |  | 0
SPARE PART |  |  |  | 0 | 0 | 29% | 0 | 0 | 0 |  |  | 0
SPARE PART |  |  |  | 0 | 0 | 29% | 0 | 0 | 0 |  |  | 0
DELIVERY & INSTALLATION |  |  |  |  | 0 | - | 0 | 0 | 0
DELIVERY x 1.5 for multple loads |  | SELECT LOCATION… |  | 0 | 0 | 33% | 0 | 0 | 0
PLANT HIRE |  | PLANT SELECTION (weekly) |  | 0 | 0 | 33% | 0 | 0 | 0
STRIP OUT |  | PER DAY |  | 531 | 0 | 33% | 0 | 0 | 0
CONSUMABLES |  |  |  | 200 | 0 | 33% | 0 | 0 | 0
INSTALLATION NORMAL HOURS |  | 4M PER TEAM PER DAY |  | 550 | 0 | 40% | 0 | 0 | 0
INSTALLATION AFTER HOURS |  | 4M PER TEAM PER DAY |  | 875 | 0 | 40% | 0 | 0 | 0
ACCOMODATION |  | PER NIGHT PER TEAM |  | 0 | 0 | 33% | 0 | 0 | 0
OVERNIGHT |  | PER NIGHT PER TEAM |  | 0 | 0 | 33% | 0 | 0 | 0
TRAVEL COSTS |  |  |  | 0 | 0 | 33% | 0 | 0 | 0
TEST & COMMISSION |  | 3 days for large systems. |  | 595 | 0 | 33% | 0 | 0 | 0
Office Use Only
EXTRACT SYSTEM | 0
SUPPLY SYSTEM | 0
CONTROLS | 0
INSTALLATION | 0
TEST & COMMISSION | 0

## CANOPY
| F24 - 18.5 CANOPY COST SHEET | [12 empty] | SEPT24-18.5
| Job No. |  |  |  | Project Name
| Customer |  |  |  | Location
| Sales Manager / Estimator initials |  |  |  | Date | [7 empty] | Revision No |  | GP SHOULD BE MINIMUM 44%
| CURRENCY |  | 0 | [6 empty] | 50 | 44% | 89.2857 | 89.2857 | 39.2857
| CURRENCY | % | COMMISSION | [5 empty] | COST | TOTAL COST | GP | Sell | SELL | PROFIT
[6 empty] | SECTION UNDER 1000mm |  | 71.75
| ITEM | 0 | CANOPY TYPE | 0 | 0 | CANOPY TYPE00 | 0 | m³/s |  | 50 | - | 89.2857 | 89.2857 | 39.2857
|  | TYPE | MODEL | WIDTH | LENGTH | HEIGHT | SECTIONS | FLOW RATE
| CONFIGURATION | WALL | CANOPY TYPE | [5 empty] | 0 | 0 | 44% | 0 | 0 | 0
104 | LIGHTS | LIGHT SELECTION | [6 empty] | 0 | 0 | 31% | 0 | 0 | 0
234 | FIRE SUPPRESSION | FIRE SUPPRESSION |  | USE SEPARATE TAB |  |  |  | 1 | 0 | 0 | 35% | 0 | 0 | 0
| SPECIAL WORKS | SELECT WORKS | [6 empty] | 0 | 0 | 44% | 0 | 0 | 0
| SPECIAL WORKS | BIM/ REVIT per CANOPY | 1 | SECTION(S) OF CANOPY |  |  |  |  | 50 | 50 | 44% | 89.2857 | 89.2857 | 39.2857
289 | WALL CLADDING | SELECT CLADDING | 0 | Ex-works, supply only, delivery extra |  |  |  |  | 0 | 0 | 44% | 0 | 0 | 0
242 | INFILL PANEL |  | m² | Up to 500mm high only. |  |  |  |  | 0 | 0 | 44% | 0 | 0 | 0
220 | CRATING |  | m³ | [5 empty] | 0 | 0 | 44% | 0 | 0 | 0
| GREASE FILTERS | 0 | FILTER TYPE | 0 m³/s per filter | Pa |  |  |  | 0 | 0 | 44% | 0 | 0 | 0
| PSU / JUNCTION BOX | 0 | PSU | 0 m³/s per filter | Pa |  |  |  | 106.3 | 0 | 44% | 0 | 0 | 0
107 |  | UVR | m³/s | SHORTRACK |  |  |  | 0 | 0 | 0 | 44% | 0 | 0 | 0
|  | SELECT PANEL | [5 empty] | 0 | 0 | 0 | 44% | 0 | 0 | 0
285 |  | SELECT W/W PODS | 0 |  |  |  |  | 0 | 0 | 0 | 44% | 0 | 0 | 0
286 |  | 1 | [5 empty] | 0 | 0 | 0 | 44% | 0 | 0 | 0
[6 empty] | SECTION UNDER 1000mm |  | 71.75
| ITEM | 0 | CANOPY TYPE | 0 | 0 | CANOPY TYPE00 | 0 | m³/s |  | 0 | - | 0 | 0 | 0
|  | TYPE | MODEL | WIDTH | LENGTH | HEIGHT | SECTIONS
210 | CONFIGURATION | WALL | CANOPY TYPE | [5 empty] | 0 | 0 | 44% | 0 | 0 | 0
104 | LIGHTS | LIGHT SELECTION | [6 empty] | 0 | 0 | 31% | 0 | 0 | 0
234 | FIRE SUPPRESSION | FIRE SUPPRESSION | [5 empty] | 1 | 0 | 0 | 35% | 0 | 0 | 0
| SPECIAL WORKS | SELECT WORKS | [6 empty] | 0 | 0 | 44% | 0 | 0 | 0
| SPECIAL WORKS | SELECT WORKS | [6 empty] | 0 | 0 | 44% | 0 | 0 | 0
289 | WALL CLADDING | SELECT CLADDING | 0 | Ex-works, supply only, delivery extra |  |  |  |  | 0 | 0 | 44% | 0 | 0 | 0
242 | INFILL PANEL |  | m² | Up to 500mm high only. |  |  |  |  | 0 | 0 | 44% | 0 | 0 | 0
220 | CRATING |  | m³ | [5 empty] | 0 | 0 | 44% | 0 | 0 | 0
103 | GREASE FILTERS | 0 | FILTER TYPE | 0 m³/s per filter | Pa |  |  |  | 0 | 0 | 44% | 0 | 0 | 0
| PSU / JUNCTION BOX | 0 | PSU | 0 m³/s per filter | Pa |  |  |  | 106.3 | 0 | 44% | 0 | 0 | 0
107 |  | UVR | m³/s | SHORTRACK |  |  |  | 0 | 0 | 0 | 44% | 0 | 0 | 0
|  | SELECT PANEL | [5 empty] | 0 | 0 | 0 | 44% | 0 | 0 | 0
285 |  | SELECT W/W PODS | 0 |  |  |  |  | 0 | 0 | 0 | 44% | 0 | 0 | 0
286 |  | 1 | [5 empty] | 0 | 0 | 0 | 44% | 0 | 0 | 0
[6 empty] | SECTION UNDER 1000mm |  | 71.75
| ITEM | 0 | CANOPY TYPE | 0 | 0 | CANOPY TYPE00 | 0 | m³/s |  | 0 | - | 0 | 0 | 0
|  | TYPE | MODEL | WIDTH | LENGTH | HEIGHT | SECTIONS | FLOW RATE
210 | CONFIGURATION | WALL | CANOPY TYPE | [5 empty] | 0 | 0 | 44% | 0 | 0 | 0
104 | LIGHTS | LIGHT SELECTION | [6 empty] | 0 | 0 | 31% | 0 | 0 | 0
234 | FIRE SUPPRESSION | FIRE SUPPRESSION | [5 empty] | 1 | 0 | 0 | 35% | 0 | 0 | 0
| SPECIAL WORKS | SELECT WORKS | [6 empty] | 0 | 0 | 44% | 0 | 0 | 0
| SPECIAL WORKS | SELECT WORKS | [6 empty] | 0 | 0 | 44% | 0 | 0 | 0
289 | WALL CLADDING | SELECT CLADDING | 0 | Ex-works, supply only, delivery extra |  |  |  |  | 0 | 0 | 44% | 0 | 0 | 0
242 | INFILL PANEL |  | m² | Up to 500mm high only. |  |  |  |  | 0 | 0 | 44% | 0 | 0 | 0
220 | CRATING |  | m³ | [5 empty] | 0 | 0 | 44% | 0 | 0 | 0
103 | GREASE FILTERS | 0 | FILTER TYPE | 0 m³/s per filter | Pa |  |  |  | 0 | 0 | 44% | 0 | 0 | 0
| PSU / JUNCTION BOX | 0 | PSU | 0 m³/s per filter | Pa |  |  |  | 106.3 | 0 | 44% | 0 | 0 | 0
107 |  | UVR | m³/s | SHORTRACK |  |  |  | 0 | 0 | 0 | 44% | 0 | 0 | 0
|  | SELECT PANEL | [5 empty] | 0 | 0 | 0 | 44% | 0 | 0 | 0
285 |  | SELECT W/W PODS | 0 |  |  |  |  | 0 | 0 | 0 | 44% | 0 | 0 | 0
286 |  | 1 | [5 empty] | 0 | 0 | 0 | 44% | 0 | 0 | 0
[6 empty] | SECTION UNDER 1000mm |  | 71.75
| ITEM | 0 | CANOPY TYPE | 0 | 0 | CANOPY TYPE00 | 0 | m³/s |  | 0 | - | 0 | 0 | 0
|  | TYPE | MODEL | WIDTH | LENGTH | HEIGHT | SECTIONS | FLOW RATE
210 | CONFIGURATION | WALL | CANOPY TYPE | [5 empty] | 0 | 0 | 44% | 0 | 0 | 0
104 | LIGHTS | LIGHT SELECTION |  | 100 |  |  |  |  | 0 | 0 | 31% | 0 | 0 | 0
234 | FIRE SUPPRESSION | FIRE SUPPRESSION | [5 empty] | 1 | 0 | 0 | 35% | 0 | 0 | 0
| SPECIAL WORKS | SELECT WORKS | [6 empty] | 0 | 0 | 44% | 0 | 0 | 0
| SPECIAL WORKS | SELECT WORKS | [6 empty] | 0 | 0 | 44% | 0 | 0 | 0
289 | WALL CLADDING | SELECT CLADDING | 0 | Ex-works, supply only, delivery extra |  |  |  |  | 0 | 0 | 44% | 0 | 0 | 0
242 | INFILL PANEL |  | m² | Up to 500mm high only. |  |  |  |  | 0 | 0 | 44% | 0 | 0 | 0
220 | CRATING |  | m³ | [5 empty] | 0 | 0 | 44% | 0 | 0 | 0
103 | GREASE FILTERS | 0 | FILTER TYPE | 0 m³/s per filter | Pa |  |  |  | 0 | 0 | 44% | 0 | 0 | 0
| PSU / JUNCTION BOX | 0 | PSU | 0 m³/s per filter | Pa |  |  |  | 106.3 | 0 | 44% | 0 | 0 | 0
107 |  | UVR | m³/s | SHORTRACK |  |  |  | 0 | 0 | 0 | 44% | 0 | 0 | 0
|  | SELECT PANEL | [5 empty] | 0 | 0 | 0 | 44% | 0 | 0 | 0
285 |  | SELECT W/W PODS | 0 |  |  |  |  | 0 | 0 | 0 | 44% | 0 | 0 | 0
286 |  | 1 | [5 empty] | 0 | 0 | 0 | 44% | 0 | 0 | 0
[6 empty] | SECTION UNDER 1000mm |  | 71.75
| ITEM | 0 | CANOPY TYPE | 0 | 0 | CANOPY TYPE00 | 0 | m³/s |  | 0 | - | 0 | 0 | 0
|  | TYPE | MODEL | WIDTH | LENGTH | HEIGHT | SECTIONS | FLOW RATE
210 | CONFIGURATION | WALL | CANOPY TYPE | [5 empty] | 0 | 0 | 44% | 0 | 0 | 0
104 | LIGHTS | LIGHT SELECTION | [6 empty] | 0 | 0 | 31% | 0 | 0 | 0
234 | FIRE SUPPRESSION | FIRE SUPPRESSION | [5 empty] | 1 | 0 | 0 | 35% | 0 | 0 | 0
| SPECIAL WORKS | SELECT WORKS | [6 empty] | 0 | 0 | 44% | 0 | 0 | 0
| SPECIAL WORKS | SELECT WORKS | [6 empty] | 0 | 0 | 44% | 0 | 0 | 0
289 | WALL CLADDING | SELECT CLADDING | 0 | Ex-works, supply only, delivery extra |  |  |  |  | 0 | 0 | 44% | 0 | 0 | 0
242 | INFILL PANEL |  | m² | Up to 500mm high only. |  |  |  |  | 0 | 0 | 44% | 0 | 0 | 0
220 | CRATING |  | m³ | [5 empty] | 0 | 0 | 44% | 0 | 0 | 0
103 | GREASE FILTERS | 0 | FILTER TYPE | 0 m³/s per filter | Pa |  |  |  | 0 | 0 | 44% | 0 | 0 | 0
| PSU / JUNCTION BOX | 0 | PSU | 0 m³/s per filter | Pa |  |  |  | 106.3 | 0 | 44% | 0 | 0 | 0
107 |  | UVR | m³/s | SHORTRACK |  |  |  | 0 | 0 | 0 | 44% | 0 | 0 | 0
|  | SELECT PANEL | [5 empty] | 0 | 0 | 0 | 44% | 0 | 0 | 0
285 |  | SELECT W/W PODS | 0 |  |  |  |  | 0 | 0 | 0 | 44% | 0 | 0 | 0
286 |  | 1 | [5 empty] | 0 | 0 | 0 | 44% | 0 | 0 | 0
[6 empty] | SECTION UNDER 1000mm |  | 71.75
| ITEM | 0 | CANOPY TYPE | 0 | 0 | CANOPY TYPE00 | 0 | m³/s |  | 0 | - | 0 | 0 | 0
|  | TYPE | MODEL | WIDTH | LENGTH | HEIGHT | SECTIONS | FLOW RATE
210 | CONFIGURATION | WALL | CANOPY TYPE | [5 empty] | 0 | 0 | 44% | 0 | 0 | 0
104 | LIGHTS | LIGHT SELECTION | [6 empty] | 0 | 0 | 31% | 0 | 0 | 0
234 | FIRE SUPPRESSION | FIRE SUPPRESSION | [5 empty] | 1 | 0 | 0 | 35% | 0 | 0 | 0
| SPECIAL WORKS | SELECT WORKS | [6 empty] | 0 | 0 | 44% | 0 | 0 | 0
| SPECIAL WORKS | SELECT WORKS | [6 empty] | 0 | 0 | 44% | 0 | 0 | 0
289 | WALL CLADDING | SELECT CLADDING | 0 | Ex-works, supply only, delivery extra |  |  |  |  | 0 | 0 | 44% | 0 | 0 | 0
242 | INFILL PANEL |  | m² | [5 empty] | 0 | 0 | 44% | 0 | 0 | 0
220 | CRATING |  | m³ | [5 empty] | 0 | 0 | 44% | 0 | 0 | 0
103 | GREASE FILTERS | 0 | FILTER TYPE | 0 m³/s per filter | Pa |  |  |  | 0 | 0 | 44% | 0 | 0 | 0
| PSU / JUNCTION BOX | 0 | PSU | 0 m³/s per filter | Pa |  |  |  | 106.3 | 0 | 44% | 0 | 0 | 0
107 |  | UVR | m³/s | SHORTRACK |  |  |  | 0 | 0 | 0 | 44% | 0 | 0 | 0
|  | SELECT PANEL | [5 empty] | 0 | 0 | 0 | 44% | 0 | 0 | 0
285 |  | SELECT W/W PODS | 0 |  |  |  |  | 0 | 0 | 0 | 44% | 0 | 0 | 0
286 |  | 1 | [5 empty] | 0 | 0 | 0 | 44% | 0 | 0 | 0
[6 empty] | SECTION UNDER 1000mm |  | 71.75
| ITEM | 0 | CANOPY TYPE | 0 | 0 | CANOPY TYPE00 | 0 | m³/s |  | 0 | - | 0 | 0 | 0
|  | TYPE | MODEL | WIDTH | LENGTH | HEIGHT | SECTIONS | FLOW RATE
210 | CONFIGURATION | WALL | CANOPY TYPE | [5 empty] | 0 | 0 | 44% | 0 | 0 | 0
104 | LIGHTS | LIGHT SELECTION | [6 empty] | 0 | 0 | 31% | 0 | 0 | 0
234 | FIRE SUPPRESSION | FIRE SUPPRESSION | [5 empty] | 1 | 0 | 0 | 35% | 0 | 0 | 0
| SPECIAL WORKS | SELECT WORKS | [6 empty] | 0 | 0 | 44% | 0 | 0 | 0
| SPECIAL WORKS | SELECT WORKS | [6 empty] | 0 | 0 | 44% | 0 | 0 | 0
289 | WALL CLADDING | SELECT CLADDING | 0 | Ex-works, supply only, delivery extra |  |  |  |  | 0 | 0 | 44% | 0 | 0 | 0
242 | INFILL PANEL |  | m² | [5 empty] | 0 | 0 | 44% | 0 | 0 | 0
220 | CRATING |  | m³ | [5 empty] | 0 | 0 | 44% | 0 | 0 | 0
103 | GREASE FILTERS | 0 | FILTER TYPE | 0 m³/s per filter | Pa |  |  |  | 0 | 0 | 44% | 0 | 0 | 0
| PSU / JUNCTION BOX | 0 | PSU | 0 m³/s per filter | Pa |  |  |  | 106.3 | 0 | 44% | 0 | 0 | 0
107 |  | UVR | m³/s | SHORTRACK |  |  |  | 0 | 0 | 0 | 44% | 0 | 0 | 0
|  | SELECT PANEL | [5 empty] | 0 | 0 | 0 | 44% | 0 | 0 | 0
285 |  | SELECT W/W PODS | 0 |  |  |  |  | 0 | 0 | 0 | 44% | 0 | 0 | 0
286 |  | 1 | [5 empty] | 0 | 0 | 0 | 44% | 0 | 0 | 0
| DELIVERY & INSTALLATION | [8 empty] | 0 | - | 0 | 0 | 0
222 | DELIVERY 1 x 7.5T TAIL LIFT 3200KGS |  | SELECT LOCATION… | CHECK SIZE OF LOAD BEFORE ENTERING QUANTITY |  |  |  |  | 0 | 0 | 33% | 0 | 0 | 0
257 | PLANT HIRE |  | PLANT SELECTION (weekly) | Install of 6no Pieces of Canopy Max |  |  |  |  | 0 | 0 | 33% | 0 | 0 | 0
257 | PLANT HIRE |  | PLANT SELECTION (weekly) | Install of 6no Pieces of Canopy Max |  |  |  |  | 0 | 0 | 33% | 0 | 0 | 0
222 |  |  | SELECT LOCATION… | [5 empty] | 0 | 0 | 33% | 0 | 0 | 0
400 | STRIP OUT |  | PER DAY | [5 empty] | 531 | 0 | 33% | 0 | 0 | 0
102 | CONSUMABLES 15(P) + 19(H) | 0 | PER METER OF CANOPY | [5 empty] | 34 | 0 | 33% | 0 | 0 | 0
400 | INSTALLATION NORMAL HOURS |  | 2 Pieces = 1 Day, 4 Pieces = 1.5 Days, 6 Pieces = 2 Days, 8 Pieces = 2.5 Days (1 Section up to 3m long equals 2 Pieces) + logistics | [5 empty] | 550 | 0 | 40% | 0 | 0 | 0
400 | INSTALLATION AFTER HOURS |  | 2 Pieces = 1 Day, 4 Pieces = 1.5 Days, 6 Pieces = 2 Days, 8 Pieces = 2.5 Days (1 Section up to 3m long equals 2 Pieces) + logistics | [5 empty] | 1100 | 0 | 40% | 0 | 0 | 0
253 | WALL CLADDING INSTALLATION |  | 6M PER DAY | [5 empty] | 550 | 0 | 33% | 0 | 0 | 0
253 | OVERNIGHT/ TRAVEL EXPENSES |  | PER NIGHT PER TEAM | [5 empty] | 0 | 0 | 33% | 0 | 0 | 0
280 | TEST & COMMISSION |  | ONE Engineer, 2 days per Pollustop,1 days per 3no UV & W/W canopies | [5 empty] | 595 | 0 | 33% | 0 | 0 | 0
| GAS INTERLOCK (INSTALLED) |  | MERLIN CT1750 (INCLUDES PRESSURE SWITCH) | [5 empty] | 1029 | 0 | 33% | 0 | 0 | 0
| CO SENSOR (SOLID FUEL) |  | MERLIN CH4CO (ELE-683) CARBON MONOXIDE MONITOR | [5 empty] | 210.72 | 0 | 33% | 0 | 0 | 0
| CO2 SENSOR (DCKV) |  | MERLIN CO CABON DIOXIDE MONITOR | [5 empty] | 234.9 | 0 | 33% | 0 | 0 | 0
284 | BMS FAULT INTERFACE |  | OPTIONAL ITEM Add to all Canary Wharf Projects | [5 empty] | 215 | 0 | 33% | 0 | 0 | 0
Office Use Only
Installation cost assumes each pair has their own alps & step ladders
Waterwash control panel does not include for a Touchscreen, if required it needs to be added as an option

## FIRE SUPPRESSION
| F24 - 18.5 CANOPY COST SHEET | [12 empty] | SEPT24-18.5
| Job No. |  |  |  | Project Name
| Customer |  |  |  | Location
| Sales Manager / Estimator initials |  |  |  | Date | [7 empty] | Revision No
| CURRENCY | 0% | 0 | [6 empty] | 1020 | 39.25% | 1679.1045 | 1679.1045 | 659.1045
| CURRENCY | % | COMMISSION | [5 empty] | COST | TOTAL COST | GP | Sell | SELL | PROFIT
[6 empty] | SECTION UNDER 1000mm |  | 71.75
| ITEM | 0 | CANOPY TYPE | 0 | 0 | CANOPY TYPE00 | 0 | m³/s |  | 0 | - | 0 | 0 | 0
|  | TYPE | MODEL | WIDTH | LENGTH | HEIGHT | SECTIONS | FLOW RATE
| CONFIGURATION | WALL | CANOPY TYPE | [5 empty] | 0 | 0 | 44% | 0 | 0 | 0
104 | LIGHTS | LIGHT SELECTION | [6 empty] | 0 | 0 | 31% | 0 | 0 | 0
234 | FIRE SUPPRESSION | FIRE SUPPRESSION | [5 empty] | 1 | 0 | 0 | 35% | 0 | 0 | 0
| TANK INSTALL | TANK INSTALL | 1 | [5 empty] | 0 | 0 | 40% | 0 | 0 | 0
| SPECIAL WORKS | SELECT WORKS | [6 empty] | 0 | 0 | 44% | 0 | 0 | 0
289 | WALL CLADDING | SELECT CLADDING | 0 | Ex-works, supply only, delivery extra |  |  |  |  | 0 | 0 | 44% | 0 | 0 | 0
242 | INFILL PANEL |  | m² | Up to 500mm high only. |  |  |  |  | 0 | 0 | 44% | 0 | 0 | 0
220 | CRATING |  | m³ | [5 empty] | 0 | 0 | 44% | 0 | 0 | 0
| GREASE FILTERS | 0 | FILTER TYPE | 0 m³/s per filter | Pa |  |  |  | 0 | 0 | 44% | 0 | 0 | 0
| PSU / JUNCTION BOX | 0 | PSU | 0 m³/s per filter | Pa |  |  |  |  | 0 | 44% | 0 | 0 | 0
107 |  | UVR | m³/s | SHORTRACK |  |  |  | 0 | 0 | 0 | 44% | 0 | 0 | 0
|  | SELECT PANEL | [5 empty] | 0 | 0 | 0 | 44% | 0 | 0 | 0
285 |  | SELECT W/W PODS | 0 |  |  |  |  | 0 | 0 | 0 | 44% | 0 | 0 | 0
286 |  | 1 | [5 empty] | 0 | 0 | 0 | 44% | 0 | 0 | 0
[6 empty] | SECTION UNDER 1000mm |  | 71.75
| ITEM | 0 | CANOPY TYPE | 0 | 0 | CANOPY TYPE00 | 0 | m³/s |  | 0 | - | 0 | 0 | 0
|  | TYPE | MODEL | WIDTH | LENGTH | HEIGHT | SECTIONS
210 | CONFIGURATION | WALL | CANOPY TYPE | [5 empty] | 0 | 0 | 44% | 0 | 0 | 0
104 | LIGHTS | LIGHT SELECTION | [6 empty] | 0 | 0 | 31% | 0 | 0 | 0
234 | FIRE SUPPRESSION | FIRE SUPPRESSION | [5 empty] | 1 | 0 | 0 | 35% | 0 | 0 | 0
| TANK INSTALL | TANK INSTALL | 1 | [5 empty] | 0 | 0 | 40% | 0 | 0 | 0
| SPECIAL WORKS | SELECT WORKS | [6 empty] | 0 | 0 | 44% | 0 | 0 | 0
289 | WALL CLADDING | SELECT CLADDING | 0 | Ex-works, supply only, delivery extra |  |  |  |  | 0 | 0 | 44% | 0 | 0 | 0
242 | INFILL PANEL |  | m² | Up to 500mm high only. |  |  |  |  | 0 | 0 | 44% | 0 | 0 | 0
220 | CRATING |  | m³ | [5 empty] | 0 | 0 | 44% | 0 | 0 | 0
103 | GREASE FILTERS | 0 | FILTER TYPE | 0 m³/s per filter | Pa |  |  |  | 0 | 0 | 44% | 0 | 0 | 0
| PSU / JUNCTION BOX | 0 | PSU | 0 m³/s per filter | Pa |  |  |  |  | 0 | 44% | 0 | 0 | 0
107 |  | UVR | m³/s | SHORTRACK |  |  |  | 0 | 0 | 0 | 44% | 0 | 0 | 0
|  | SELECT PANEL | [5 empty] | 0 | 0 | 0 | 44% | 0 | 0 | 0
285 |  | SELECT W/W PODS | 0 |  |  |  |  | 0 | 0 | 0 | 44% | 0 | 0 | 0
286 |  | 1 | [5 empty] | 0 | 0 | 0 | 44% | 0 | 0 | 0
[6 empty] | SECTION UNDER 1000mm |  | 71.75
| ITEM | 0 | CANOPY TYPE | 0 | 0 | CANOPY TYPE00 | 0 | m³/s |  | 0 | - | 0 | 0 | 0
|  | TYPE | MODEL | WIDTH | LENGTH | HEIGHT | SECTIONS | FLOW RATE
210 | CONFIGURATION | WALL | CANOPY TYPE | [5 empty] | 0 | 0 | 44% | 0 | 0 | 0
104 | LIGHTS | LIGHT SELECTION | [6 empty] | 0 | 0 | 31% | 0 | 0 | 0
234 | FIRE SUPPRESSION | FIRE SUPPRESSION | [5 empty] | 1 | 0 | 0 | 35% | 0 | 0 | 0
| TANK INSTALL | TANK INSTALL | 1 | [5 empty] | 0 | 0 | 40% | 0 | 0 | 0
| SPECIAL WORKS | SELECT WORKS | [6 empty] | 0 | 0 | 44% | 0 | 0 | 0
289 | WALL CLADDING | SELECT CLADDING | 0 | Ex-works, supply only, delivery extra |  |  |  |  | 0 | 0 | 44% | 0 | 0 | 0
242 | INFILL PANEL |  | m² | Up to 500mm high only. |  |  |  |  | 0 | 0 | 44% | 0 | 0 | 0
220 | CRATING |  | m³ | [5 empty] | 0 | 0 | 44% | 0 | 0 | 0
103 | GREASE FILTERS | 0 | FILTER TYPE | 0 m³/s per filter | Pa |  |  |  | 0 | 0 | 44% | 0 | 0 | 0
| PSU / JUNCTION BOX | 0 | PSU | 0 m³/s per filter | Pa |  |  |  |  | 0 | 44% | 0 | 0 | 0
107 |  | UVR | m³/s | SHORTRACK |  |  |  | 0 | 0 | 0 | 44% | 0 | 0 | 0
|  | SELECT PANEL | [5 empty] | 0 | 0 | 0 | 44% | 0 | 0 | 0
285 |  | SELECT W/W PODS | 0 |  |  |  |  | 0 | 0 | 0 | 44% | 0 | 0 | 0
286 |  | 1 | [5 empty] | 0 | 0 | 0 | 44% | 0 | 0 | 0
[6 empty] | SECTION UNDER 1000mm |  | 71.75
| ITEM | 0 | CANOPY TYPE | 0 | 0 | CANOPY TYPE00 | 0 | m³/s |  | 0 | - | 0 | 0 | 0
|  | TYPE | MODEL | WIDTH | LENGTH | HEIGHT | SECTIONS | FLOW RATE
210 | CONFIGURATION | WALL | CANOPY TYPE | [5 empty] | 0 | 0 | 44% | 0 | 0 | 0
104 | LIGHTS | LIGHT SELECTION |  | 100 |  |  |  |  | 0 | 0 | 31% | 0 | 0 | 0
234 | FIRE SUPPRESSION | FIRE SUPPRESSION | [5 empty] | 1 | 0 | 0 | 35% | 0 | 0 | 0
| TANK INSTALL | TANK INSTALL | 1 | [5 empty] | 0 | 0 | 40% | 0 | 0 | 0
| SPECIAL WORKS | SELECT WORKS | [6 empty] | 0 | 0 | 44% | 0 | 0 | 0
289 | WALL CLADDING | SELECT CLADDING | 0 | Ex-works, supply only, delivery extra |  |  |  |  | 0 | 0 | 44% | 0 | 0 | 0
242 | INFILL PANEL |  | m² | Up to 500mm high only. |  |  |  |  | 0 | 0 | 44% | 0 | 0 | 0
220 | CRATING |  | m³ | [5 empty] | 0 | 0 | 44% | 0 | 0 | 0
103 | GREASE FILTERS | 0 | FILTER TYPE | 0 m³/s per filter | Pa |  |  |  | 0 | 0 | 44% | 0 | 0 | 0
| PSU / JUNCTION BOX | 0 | PSU | 0 m³/s per filter | Pa |  |  |  |  | 0 | 44% | 0 | 0 | 0
107 |  | UVR | m³/s | SHORTRACK |  |  |  | 0 | 0 | 0 | 44% | 0 | 0 | 0
|  | SELECT PANEL | [5 empty] | 0 | 0 | 0 | 44% | 0 | 0 | 0
285 |  | SELECT W/W PODS | 0 |  |  |  |  | 0 | 0 | 0 | 44% | 0 | 0 | 0
286 |  | 1 | [5 empty] | 0 | 0 | 0 | 44% | 0 | 0 | 0
[6 empty] | SECTION UNDER 1000mm |  | 71.75
| ITEM | 0 | CANOPY TYPE | 0 | 0 | CANOPY TYPE00 | 0 | m³/s |  | 0 | - | 0 | 0 | 0
|  | TYPE | MODEL | WIDTH | LENGTH | HEIGHT | SECTIONS | FLOW RATE
210 | CONFIGURATION | WALL | CANOPY TYPE | [5 empty] | 0 | 0 | 44% | 0 | 0 | 0
104 | LIGHTS | LIGHT SELECTION | [6 empty] | 0 | 0 | 31% | 0 | 0 | 0
234 | FIRE SUPPRESSION | FIRE SUPPRESSION | [5 empty] | 1 | 0 | 0 | 35% | 0 | 0 | 0
| TANK INSTALL | TANK INSTALL | 1 | [5 empty] | 0 | 0 | 40% | 0 | 0 | 0
| SPECIAL WORKS | SELECT WORKS | [6 empty] | 0 | 0 | 44% | 0 | 0 | 0
289 | WALL CLADDING | SELECT CLADDING | 0 | Ex-works, supply only, delivery extra |  |  |  |  | 0 | 0 | 44% | 0 | 0 | 0
242 | INFILL PANEL |  | m² | Up to 500mm high only. |  |  |  |  | 0 | 0 | 44% | 0 | 0 | 0
220 | CRATING |  | m³ | [5 empty] | 0 | 0 | 44% | 0 | 0 | 0
103 | GREASE FILTERS | 0 | FILTER TYPE | 0 m³/s per filter | Pa |  |  |  | 0 | 0 | 44% | 0 | 0 | 0
| PSU / JUNCTION BOX | 0 | PSU | 0 m³/s per filter | Pa |  |  |  |  | 0 | 44% | 0 | 0 | 0
107 |  | UVR | m³/s | SHORTRACK |  |  |  | 0 | 0 | 0 | 44% | 0 | 0 | 0
|  | SELECT PANEL | [5 empty] | 0 | 0 | 0 | 44% | 0 | 0 | 0
285 |  | SELECT W/W PODS | 0 |  |  |  |  | 0 | 0 | 0 | 44% | 0 | 0 | 0
286 |  | 1 | [5 empty] | 0 | 0 | 0 | 44% | 0 | 0 | 0
[6 empty] | SECTION UNDER 1000mm |  | 71.75
| ITEM | 0 | CANOPY TYPE | 0 | 0 | CANOPY TYPE00 | 0 | m³/s |  | 0 | - | 0 | 0 | 0
|  | TYPE | MODEL | WIDTH | LENGTH | HEIGHT | SECTIONS | FLOW RATE
210 | CONFIGURATION | WALL | CANOPY TYPE | [5 empty] | 0 | 0 | 44% | 0 | 0 | 0
104 | LIGHTS | LIGHT SELECTION | [6 empty] | 0 | 0 | 31% | 0 | 0 | 0
234 | FIRE SUPPRESSION | FIRE SUPPRESSION | [5 empty] | 1 | 0 | 0 | 35% | 0 | 0 | 0
| TANK INSTALL | TANK INSTALL | 1 | [5 empty] | 0 | 0 | 40% | 0 | 0 | 0
| SPECIAL WORKS | SELECT WORKS | [6 empty] | 0 | 0 | 44% | 0 | 0 | 0
289 | WALL CLADDING | SELECT CLADDING | 0 | Ex-works, supply only, delivery extra |  |  |  |  | 0 | 0 | 44% | 0 | 0 | 0
242 | INFILL PANEL |  | m² | [5 empty] | 0 | 0 | 44% | 0 | 0 | 0
220 | CRATING |  | m³ | [5 empty] | 0 | 0 | 44% | 0 | 0 | 0
103 | GREASE FILTERS | 0 | FILTER TYPE | 0 m³/s per filter | Pa |  |  |  | 0 | 0 | 44% | 0 | 0 | 0
| PSU / JUNCTION BOX | 0 | PSU | 0 m³/s per filter | Pa |  |  |  |  | 0 | 44% | 0 | 0 | 0
107 |  | UVR | m³/s | SHORTRACK |  |  |  | 0 | 0 | 0 | 44% | 0 | 0 | 0
|  | SELECT PANEL | [5 empty] | 0 | 0 | 0 | 44% | 0 | 0 | 0
285 |  | SELECT W/W PODS | 0 |  |  |  |  | 0 | 0 | 0 | 44% | 0 | 0 | 0
286 |  | 1 | [5 empty] | 0 | 0 | 0 | 44% | 0 | 0 | 0
[6 empty] | SECTION UNDER 1000mm |  | 71.75
| ITEM | 0 | CANOPY TYPE | 0 | 0 | CANOPY TYPE00 | 0 | m³/s |  | 0 | - | 0 | 0 | 0
|  | TYPE | MODEL | WIDTH | LENGTH | HEIGHT | SECTIONS | FLOW RATE
210 | CONFIGURATION | WALL | CANOPY TYPE | [5 empty] | 0 | 0 | 44% | 0 | 0 | 0
104 | LIGHTS | LIGHT SELECTION | [6 empty] | 0 | 0 | 31% | 0 | 0 | 0
234 | FIRE SUPPRESSION | FIRE SUPPRESSION | [5 empty] | 1 | 0 | 0 | 35% | 0 | 0 | 0
| TANK INSTALL | TANK INSTALL | 1 | [5 empty] | 0 | 0 | 40% | 0 | 0 | 0
| SPECIAL WORKS | SELECT WORKS | [6 empty] | 0 | 0 | 44% | 0 | 0 | 0
289 | WALL CLADDING | SELECT CLADDING | 0 | Ex-works, supply only, delivery extra |  |  |  |  | 0 | 0 | 44% | 0 | 0 | 0
242 | INFILL PANEL |  | m² | [5 empty] | 0 | 0 | 44% | 0 | 0 | 0
220 | CRATING |  | m³ | [5 empty] | 0 | 0 | 44% | 0 | 0 | 0
103 | GREASE FILTERS | 0 | FILTER TYPE | 0 m³/s per filter | Pa |  |  |  | 0 | 0 | 44% | 0 | 0 | 0
| PSU / JUNCTION BOX | 0 | PSU | 0 m³/s per filter | Pa |  |  |  |  | 0 | 44% | 0 | 0 | 0
107 |  | UVR | m³/s | SHORTRACK |  |  |  | 0 | 0 | 0 | 44% | 0 | 0 | 0
|  | SELECT PANEL | [5 empty] | 0 | 0 | 0 | 44% | 0 | 0 | 0
285 |  | SELECT W/W PODS | 0 |  |  |  |  | 0 | 0 | 0 | 44% | 0 | 0 | 0
286 |  | 1 | [5 empty] | 0 | 0 | 0 | 44% | 0 | 0 | 0
| DELIVERY & INSTALLATION | [8 empty] | 1020 | - | 1679.1045 | 1679.1045 | 659.1045
222 | DELIVERY 1 x 7.5T TAIL LIFT 3200KGS |  | SELECT LOCATION… | CHECK SIZE OF LOAD BEFORE ENTERING QUANTITY |  |  |  |  | 0 | 0 | 33% | 0 | 0 | 0
257 | PLANT HIRE |  | PLANT SELECTION (weekly) | OR 2.5% OF TOTAL CONTRACT VALUE |  |  |  |  | 0 | 0 | 33% | 0 | 0 | 0
257 | PLANT HIRE | 1 | PECO LIFT | OR 2.5% OF TOTAL CONTRACT VALUE |  |  |  |  | 120 | 120 | 33% | 179.1045 | 179.1045 | 59.1045 | ALWAYS INCLUDE
222 | ANSUL DELIVERY | 0.5 | SELECT LOCATION… | 0.5 Per Area/System |  |  |  |  | 0 | 0 | 33% | 0 | 0 | 0 | ALWAYS INCLUDE
400 | STRIP OUT |  | PER DAY | [5 empty] | 531 | 0 | 33% | 0 | 0 | 0
102 | CONSUMABLES 15(P) + 19(H) |  | PER METER OF CANOPY | [5 empty] | 34 | 0 | 33% | 0 | 0 | 0
400 | INDUCTION | 1 | PER PROJECT | [5 empty] | 350 | 350 | 40% | 583.3333 | 583.3333 | 233.3333 | ALWAYS INCLUDE
400 | LIVE SITE TEST | 1 | INCLUDE FOR ANSUL BUT SHOWN AS A LINE ITEM FOR AMEREX | [5 empty] | 550 | 550 | 40% | 916.6667 | 916.6667 | 366.6667 | ALWAYS INCLUDE
253 | WALL CLADDING INSTALLATION |  | 6M PER DAY | [5 empty] | 550 | 0 | 33% | 0 | 0 | 0
253 | OVERNIGHT/ TRAVEL EXPENSES |  | PER NIGHT PER TEAM | [5 empty] | 0 | 0 | 33% | 0 | 0 | 0
280 | TEST & COMMISSION |  | ONE Engineer, 2 days per Pollustop,1 days per 3no UV & W/W canopies | [5 empty] | 595 | 0 | 33% | 0 | 0 | 0
| GAS INTERLOCK (INSTALLED) |  | MERLIN CT1750 (INCLUDES PRESSURE SWITCH) | [5 empty] | 1029 | 0 | 33% | 0 | 0 | 0
| CO SENSOR (SOLID FUEL) |  | MERLIN CH4CO (ELE-683) CARBON MONOXIDE MONITOR | [5 empty] | 210.72 | 0 | 33% | 0 | 0 | 0
| CO2 SENSOR (DCKV) |  | MERLIN CO CABON DIOXIDE MONITOR | [5 empty] | 234.9 | 0 | 33% | 0 | 0 | 0
284 | BMS FAULT INTERFACE |  | OPTIONAL ITEM Add to all Canary Wharf Projects | [5 empty] | 215 | 0 | 33% | 0 | 0 | 0
Office Use Only
Installation cost assumes each pair has their own alps & step ladders
Waterwash control panel does not include for a Touchscreen, if required it needs to be added as an option

## SDU
| F24-18.5 SERVICE DISTRIBUTION UNIT COST | [8 empty] | SEPT24-18.5
| Job No. |  |  | Project Name
| Customer |  |  | Location
| Sales Manager / Estimator initials |  |  | Date |  |  |  |  | Revision No |  |  |  | GP SHOULD BE MINIMUM 40%
| CURRENCY |  | 0 |  |  | 50 | 44% | 89.2857 | 89.2857 | 39.2857
| CURRENCY | % | COMMISSION |  | COST | TOTAL COST | GP | SELL | SELL | PROFIT
| CARCASS | QTY | SIZE | HRS |  | 50 | 44% | 89.2857 | 89.2857 | 39.2857 |  |  |  | MCB WAYS | 3ph
270 | RISER ELECTRICAL INC MCB |  | 850X300X2100 |  | 644.87 | 0 | 40% | 0 | 0 | 0 |  |  |  | 0 | KW | 0
270 | RISER ELECTRICAL INC MCB |  | 850X300X3000 |  | 809.72 | 0 | 40% | 0 | 0 | 0 |  |  |  |  | V | 400
270 | RISER ISOLATORS ONLY |  | 400X300X1200 |  | 485.21 | 0 | 40% | 0 | 0 | 0 |  |  |  |  | Amp | 0
270 | RISER ISOLATORS ONLY |  | 400X300X2100 |  | 623.4 | 0 | 40% | 0 | 0 | 0
270 | RISER ISOLATORS ONLY |  | 400X300X3000 |  | 708.05 | 0 | 40% | 0 | 0 | 0
270 | RISER MECHANICAL |  | 400X300X1200 |  | 389.34 | 0 | 40% | 0 | 0 | 0
270 | RISER MECHANICAL |  | 400X300X2100 |  | 505.36 | 0 | 40% | 0 | 0 | 0
270 | RISER MECHANICAL |  | 400X300X3000 |  | 590 | 0 | 40% | 0 | 0 | 0
270 | RISER COMBINED M&E |  | 1200X300X1200 |  | 827.74 | 0 | 40% | 0 | 0 | 0
270 | RISER COMBINED M&E |  | 1200X300X2100 |  | 1001.53 | 0 | 40% | 0 | 0 | 0
270 | RISER COMBINED M&E |  | 1200X300X3000 |  | 1251.14 | 0 | 40% | 0 | 0 | 0
| BIM/REVIT | 1 | DESIGN |  | 50 | 50 | 44% | 89.2857 | 89.2857 | 39.2857 |  |  | ALWAYS INCLUDE
268 | RACEWAY |  | 0-1100MM |  | 449.96 | 0 | 40% | 0 | 0 | 0
268 | RACEWAY |  | 1101MM-2300MM |  | 597.76 | 0 | 40% | 0 | 0 | 0
268 | RACEWAY |  | 2301MM-3000MM |  | 693.06 | 0 | 40% | 0 | 0 | 0
268 | PEDESTAL LEG |  |  |  | 177.7 | 0 | 40% | 0 | 0 | 0
268 | POT RACK (TUBULAR) |  | SINGLE SIDED UP TO 1200MM |  | 335.99 | 0 | 40% | 0 | 0 | 0
268 | POT RACK (SOLID) |  | SINGLE SIDED UP TO 1200MM |  | 178.83 | 0 | 40% | 0 | 0 | 0
268 | SALAMANDER SUPPORT |  |  |  | 168.71 | 0 | 40% | 0 | 0 | 0
| ELECTRICAL |  |  |  |  | 0 | - | 0 | 0 | 0 | Size factor | TOTAL
266 | MCB |  |  |  | 0 | 0 | 37% | 0 | 0 | 0
266 | REMOTE RCO & HOUSING |  |  |  | 143.14 | 0 | 37% | 0 | 0 | 0
266 |  |  |  |  | 0 | 0 | 37% | 0 | 0 | 0
266 | SHUNT TRIP + KO |  |  |  | 56.14 | 0 | 37% | 0 | 0 | 0
266 | ADDITIONAL KO |  |  |  | 36.05 | 0 | 37% | 0 | 0 | 0
266 | ISO/OUTLET (NO MCB) 01 |  |  |  | 0 | 0 | 37% | 0 | 0 | 0
266 | ISO/OUTLET (NO MCB) 02 |  |  |  | 0 | 0 | 37% | 0 | 0 | 0
| ISO/OUTLET (NO MCB) 03 |  |  |  | 0 | 0 | 37% | 0 | 0 | 0
| ISO/OUTLET (NO MCB) 04 |  |  |  | 0 | 0 | 37% | 0 | 0 | 0
| ISO/OUTLET (NO MCB) 05 |  |  |  | 0 | 0 | 37% | 0 | 0 | 0
| ISO/OUTLET (NO MCB) 06 |  |  |  | 0 | 0 | 37% | 0 | 0 | 0
| ISO/OUTLET (NO MCB) 07 |  |  |  | 0 | 0 | 37% | 0 | 0 | 0
| ISO/OUTLET (NO MCB) 08 |  |  |  | 0 | 0 | 37% | 0 | 0 | 0
266 | ISO/ OUTLET (MCB) 01 |  |  |  | 0 | 0 | 37% | 0 | 0 | 0 | 0 | 0
| ISO/ OUTLET (MCB) 02 |  |  |  | 0 | 0 | 37% | 0 | 0 | 0 | 0 | 0
| ISO/ OUTLET (MCB) 03 |  |  |  | 0 | 0 | 37% | 0 | 0 | 0 | 0 | 0
| ISO/ OUTLET (MCB) 04 |  |  |  | 0 | 0 | 37% | 0 | 0 | 0 | 0 | 0
| ISO/ OUTLET (MCB) 05 |  |  |  | 0 | 0 | 37% | 0 | 0 | 0 | 0 | 0
| ISO/ OUTLET (MCB) 06 |  |  |  | 0 | 0 | 37% | 0 | 0 | 0 | 0 | 0
| ISO/ OUTLET (MCB) 07 |  |  |  | 0 | 0 | 37% | 0 | 0 | 0 | 0 | 0
266 | ISO/ OUTLET (MCB) 08 |  |  |  | 0 | 0 | 37% | 0 | 0 | 0 | 0 | 0
266 |  |  |  |  | 0 | 0 | 37% | 0 | 0 | 0
266 |  |  |  |  | 0 | 0 | 37% | 0 | 0 | 0
266 |  |  |  |  | 0 | 0 | 37% | 0 | 0 | 0
266 |  |  |  |  | 0 | 0 | 37% | 0 | 0 | 0
266 |  |  |  |  | 0 | 0 | 37% | 0 | 0 | 0
266 |  |  |  |  | 0 | 0 | 37% | 0 | 0 | 0
266 |  |  |  |  | 0 | 0 | 37% | 0 | 0 | 0
266 |  |  |  |  | 0 | 0 | 37% | 0 | 0 | 0
266 | RING MAIN |  | INC 2NO SSO |  | 85.49 | 0 | 37% | 0 | 0 | 0
266 | ADDITIONAL SSO |  |  |  | 38.11 | 0 | 37% | 0 | 0 | 0
266 | BS 6173 |  | GAS INTERLOCK EX-WORKS |  | 789 | 0 | 37% | 0 | 0 | 0
266 | RING MAIN |  | INC 2NO SSO WITH MCB |  | 138.02 | 0 | 37% | 0 | 0 | 0
| GAS (MF MECH) |  |  |  |  | 0 | - | 0 | 0 | 0
269 | GAS MANIFOLD |  | 50MM UP TO 6M |  | 398.62 | 0 | 37% | 0 | 0 | 0
269 | GAS MANIFOLD |  | 40MM UP TO 6M |  | 335.32 | 0 | 37% | 0 | 0 | 0
269 | GAS MANIFOLD |  | 32MM UP TO 6M |  | 324.94 | 0 | 37% | 0 | 0 | 0
269 | GAS MANIFOLD |  | 25MM UP TO 6M |  | 284.77 | 0 | 37% | 0 | 0 | 0
269 | GAS CONNECTION |  | 15MM |  | 66.36 | 0 | 37% | 0 | 0 | 0
269 | GAS CONNECTION |  | 20MM |  | 72.11 | 0 | 37% | 0 | 0 | 0
269 | GAS CONNECTION |  | 25MM |  | 68.42 | 0 | 37% | 0 | 0 | 0
269 | GAS CONNECTION |  | 32MM |  | 103.53 | 0 | 37% | 0 | 0 | 0
269 | GAS SOLONOID VALVE |  | 25MM |  | 75.72 | 0 | 37% | 0 | 0 | 0
269 | GAS SOLONOID VALVE |  | 32MM |  | 99.89 | 0 | 37% | 0 | 0 | 0
269 | GAS SOLONOD VALVE |  | 40MM |  | 129.78 | 0 | 37% | 0 | 0 | 0
269 | GAS SOLONOID VALVE |  | 50MM |  | 148.32 | 0 | 37% | 0 | 0 | 0
| WATER (MF MECH) |  |  |  |  | 0 | - | 0 | 0 | 0
269 | CWS MANIFOLD |  | 28MM UP TO 6M |  | 289.64 | 0 | 37% | 0 | 0 | 0
269 | CWS MANIFOLD |  | 22MM UP TO 6M |  | 249.13 | 0 | 37% | 0 | 0 | 0
269 | CWS MANIFOLD |  | 15MM UP TO 6M |  | 139.16 | 0 | 37% | 0 | 0 | 0
269 | HWS MANIFOLD |  | 22/15MM UP TO 6M |  | 308.86 | 0 | 37% | 0 | 0 | 0
269 | WATER CONNECTION |  | 15MM |  | 73.04 | 0 | 37% | 0 | 0 | 0
269 | WATER CONNECTION |  | 22MM |  | 76.4 | 0 | 37% | 0 | 0 | 0
269 | WATER CONNECTION |  | 28MM |  | 88.35 | 0 | 37% | 0 | 0 | 0
269 | INSULATION |  | PER METRE |  | 15.45 | 0 | 37% | 0 | 0 | 0
269 | TAPS (FAUCETS) |  | MECSERFLEX B-594 |  | 88 | 0 | 37% | 0 | 0 | 0
| DELIVERY & INSTALLATION |  |  |  |  | 0 | - | 0 | 0 | 0
220 | DELIVERY x 1.5 for multple loads |  |  |  | 110 | 0 | 33% | 0 | 0 | 0
222 | DELIVERY C/W CANOPY |  | SELECT LOCATION… |  | 0 | 0 | 33% | 0 | 0 | 0
265 | INSTALLATION |  | CARCASS |  | 550 | 0 | 40% | 0 | 0 | 0
267 | INSTALLATION |  | M&E SERVICES |  | 550 | 0 | 40% | 0 | 0 | 0
253 | OVERNIGHT |  |  |  | 0 | 0 | 33% | 0 | 0 | 0
102 | CONSUMABLES |  |  |  | 0 | 0 | 33% | 0 | 0 | 0
280 | SITE LIVE TEST |  | OPTION |  | 604 | 0 | 33% | 0 | 0 | 0
Office Use Only
268 | Carcass Total | 89.2857
270 | Services Total | 0
266 | Delivery Total | 0
269 | TOTAL (rounded) | 89.2857
280 | Include live test | 89.2857

## SDU (2) (hidden)
| SERVICE DISTRIBUTION UNIT COST | [8 empty] | SEPT24-18.5
| Job No. |  |  |  | Project Name
| Customer |  |  |  | Location
| Sales Manager / Estimator initials |  |  |  | Date |  |  |  | Revision No
| CURRENCY |  | 0 |  |  | #N/A | #N/A | #N/A | #N/A | #N/A
| CURRENCY | % | COMMISSION |  | COST | TOTAL COST | GP | SELL | SELL | PROFIT
| CARCASS | QTY | SIZE | HRS |  | 0 | - | 0 | 0 | 0
270 | RISER ELECTRICAL INC MCB |  | 800X300X2100 | 15 | 644.87 | 0 | 44% | 0 | 0 | 0
270 | RISER ELECTRICAL INC MCB |  | 800X300X3000 | 15 | 809.72 | 0 | 44% | 0 | 0 | 0
270 | RISER ISOLATORS ONLY |  | 400X300X1200 | 12 | 485.21 | 0 | 44% | 0 | 0 | 0
270 | RISER ISOLATORS ONLY |  | 400X300X2100 | 13 | 623.4 | 0 | 44% | 0 | 0 | 0
270 | RISER ISOLATORS ONLY |  | 400X300X3000 | 13 | 708.05 | 0 | 44% | 0 | 0 | 0
270 | RISER MECHANICAL |  | 400X300X1200 | 9 | 389.34 | 0 | 44% | 0 | 0 | 0
270 | RISER MECHANICAL |  | 400X300X2100 | 10 | 505.36 | 0 | 44% | 0 | 0 | 0
270 | RISER MECHANICAL |  | 400X300X3000 | 10 | 590 | 0 | 44% | 0 | 0 | 0
270 | RISER COMBINED M&E |  | 1200X300X1200 | 12 | 827.74 | 0 | 44% | 0 | 0 | 0
270 | RISER COMBINED M&E |  | 1200X300X2100 | 13 | 1001.53 | 0 | 44% | 0 | 0 | 0
270 | RISER COMBINED M&E |  | 1200X300X3000 | 13 | 1251.14 | 0 | 44% | 0 | 0 | 0
268 | RACEWAY |  | 0-1100MM | 12 | 449.96 | 0 | 44% | 0 | 0 | 0
268 | RACEWAY |  | 1101MM-2300MM | 14 | 597.76 | 0 | 44% | 0 | 0 | 0
268 | RACEWAY |  | 2301MM-3000MM | 16 | 693.06 | 0 | 44% | 0 | 0 | 0
268 | PEDESTAL LEG |  |  | 3 | 177.7 | 0 | 44% | 0 | 0 | 0
268 | POT RACK (TUBULAR) |  | SINGLE SIDED UP TO 1200MM | 6 | 335.99 | 0 | 44% | 0 | 0 | 0
268 | POT RACK (SOLID) |  | SINGLE SIDED UP TO 1200MM | 3 | 178.83 | 0 | 44% | 0 | 0 | 0
268 | SALAMANDER SUPPORT |  |  | 3 | 168.71 | 0 | 44% | 0 | 0 | 0
| ELECTRICAL |  |  |  |  | 0 | - | 0 | 0 | 0
266 | MCB 8 WAY |  | 125AMP |  | 0 | 0 | 37% | 0 | 0 | 0 | 3ph
266 | MCB 8 WAY |  | 225AMP |  | 143.14 | 0 | 37% | 0 | 0 | 0 | KW
266 | MCB 12WAY |  | 225AMP |  | 0 | 0 | 37% | 0 | 0 | 0 | V | 400
266 | SHUNT TRIP + KO |  |  |  | 51.5 | 0 | 37% | 0 | 0 | 0 | Amp | 0
266 | ADDITIONAL KO |  |  |  | 36.05 | 0 | 37% | 0 | 0 | 0
266 | 1-PHASE ISOLATOR/OUTLET |  | 16AMP WITHOUT MCB |  | 0 | 0 | 37% | 0 | 0 | 0
266 | 1-PHASE ISOLATOR/OUTLET |  | 32AMP WITHOUT MCB |  | 0 | 0 | 37% | 0 | 0 | 0
266 | 3-PHASE ISOLATOR/OUTLET |  | 16AMP WTHOUT MCB |  | 0 | 0 | 37% | 0 | 0 | 0
266 | 3-PHASE ISOLATOR/OUTLET |  | 32AMP WITHOUT MCB |  | 0 | 0 | 37% | 0 | 0 | 0
266 | 3-PHASE ISOLATOR/OUTLET |  | 63AMP WITHOUT MCB |  | 0 | 0 | 37% | 0 | 0 | 0
266 | 3-PHASE ISOLATOR/OUTLET |  | 125AMP WITHOUT MCB |  | 0 | 0 | 37% | 0 | 0 | 0
266 | 1-PHASE ISOLATOR/OUTLET |  | 16AMP WITH MCB |  | 0 | 0 | 37% | 0 | 0 | 0
266 | 1-PHASE ISOLATOR/OUTLET |  | 32AMP WITH MCB |  | 0 | 0 | 37% | 0 | 0 | 0
266 | 3-PHASE ISOLATOR/OUTLET |  | 16AMP WITH MCB |  | 0 | 0 | 37% | 0 | 0 | 0
266 | 3-PHASE ISOLATOR/OUTLET |  | 32AMP WITH MCB |  | 0 | 0 | 37% | 0 | 0 | 0
266 | 3-PHASE ISOLATOR/OUTLET |  | 63AMP WITH MCB |  | 0 | 0 | 37% | 0 | 0 | 0
266 | 3-PHASE ISOLATOR/OUTLET |  | 125AMP WITH MCB |  | 0 | 0 | 37% | 0 | 0 | 0
266 | RING MAIN |  | INC 2NO SSO |  | 85.49 | 0 | 37% | 0 | 0 | 0
266 | ADDITIONAL SSO |  |  |  | 38.11 | 0 | 37% | 0 | 0 | 0
266 | BS 6173 |  | GAS INTERLOCK EX-WORKS |  | 789 | 0 | 37% | 0 | 0 | 0
266 | RING MAIN |  | INC 2NO SSO WITH MCB |  | 138.02 | 0 | 37% | 0 | 0 | 0
| GAS (MF MECH) |  |  |  |  | 0 | - | 0 | 0 | 0
269 | GAS MANIFOLD |  | 50MM UP TO 6M |  | 398.62 | 0 | 37% | 0 | 0 | 0
269 | GAS MANIFOLD |  | 40MM UP TO 6M |  | 335.32 | 0 | 37% | 0 | 0 | 0
269 | GAS MANIFOLD |  | 32MM UP TO 6M |  | 324.94 | 0 | 37% | 0 | 0 | 0
269 | GAS MANIFOLD |  | 25MM UP TO 6M |  | 284.77 | 0 | 37% | 0 | 0 | 0
269 | GAS CONNECTION |  | 15MM |  | 66.36 | 0 | 37% | 0 | 0 | 0
269 | GAS CONNECTION |  | 20MM |  | 72.11 | 0 | 37% | 0 | 0 | 0
269 | GAS CONNECTION |  | 25MM |  | 68.42 | 0 | 37% | 0 | 0 | 0
269 | GAS CONNECTION |  | 32MM |  | 103.53 | 0 | 37% | 0 | 0 | 0
269 | GAS SOLONOID VALVE |  | 25MM |  | 75.72 | 0 | 37% | 0 | 0 | 0
269 | GAS SOLONOID VALVE |  | 32MM |  | 99.89 | 0 | 37% | 0 | 0 | 0
269 | GAS SOLONOD VALVE |  | 40MM |  | 129.78 | 0 | 37% | 0 | 0 | 0
269 | GAS SOLONOID VALVE |  | 50MM |  | 148.32 | 0 | 37% | 0 | 0 | 0
| WATER (MF MECH) |  |  |  |  | 0 | - | 0 | 0 | 0
269 | CWS MANIFOLD |  | 28MM UP TO 6M |  | 289.64 | 0 | 37% | 0 | 0 | 0
269 | CWS MANIFOLD |  | 22MM UP TO 6M |  | 249.13 | 0 | 37% | 0 | 0 | 0
269 | CWS MANIFOLD |  | 15MM UP TO 6M |  | 139.16 | 0 | 37% | 0 | 0 | 0
269 | HWS MANIFOLD |  | 22/15MM UP TO 6M |  | 308.86 | 0 | 37% | 0 | 0 | 0
269 | WATER CONNECTION |  | 15MM |  | 73.04 | 0 | 37% | 0 | 0 | 0
269 | WATER CONNECTION |  | 22MM |  | 76.4 | 0 | 37% | 0 | 0 | 0
269 | WATER CONNECTION |  | 28MM |  | 88.35 | 0 | 37% | 0 | 0 | 0
269 | INSULATION |  | PER METRE |  | 15.45 | 0 | 37% | 0 | 0 | 0
269 | TAPS (FAUCETS) |  | MECSERFLEX B-594 |  | 88 | 0 | 37% | 0 | 0 | 0
| DELIVERY & INSTALLATION |  |  |  |  | #N/A | #N/A | #N/A | #N/A | #N/A
220 | DELIVERY x 1.5 for multple loads |  |  |  | 110 | 0 | 37% | 0 | 0 | 0
222 | DELIVERY C/W CANOPY |  | ABERDEEN |  | #N/A | #N/A | 10% | #N/A | #N/A | #N/A
265 | INSTALLATION |  | CARCASS |  | 550 | 0 | 25% | 0 | 0 | 0
267 | INSTALLATION |  | M&E SERVICES |  | 550 | 0 | 25% | 0 | 0 | 0
253 | OVERNIGHT |  |  |  | 0 | 0 | 37% | 0 | 0 | 0
102 | CONSUMABLES |  |  |  | 0 | 0 | 37% | 0 | 0 | 0
280 | SITE LIVE TEST |  | OPTION |  | 412 | 0 | 32.89% | 0 | 0 | 0
Office Use Only
268 | Carcass Total | 0
270 | Services Total | 0
266 | Delivery Total | #N/A
269 | TOTAL (rounded) | #N/A
280 | Include live test | #N/A

## VENT CLG
F24-18.5 VENTILATED CEILING COST CEILING | [8 empty] | SEPT24-18.5
Job No. |  |  | Project Name
Customer |  |  | Location
Sales Manager / Estimator initials |  |  | Date |  |  |  |  | Revision No |  | GP SHOULD BE MINIMUM 44%
CURRENCY |  | 0 |  |  | 1195 | 36.73% | 1888.6549 | 1888.6549 | 693.6549
CURRENCY | % | COMMISSION | DISCOUNT | COST | TOTAL COST | GP | SELL | SELL | PROFIT
VENTILATED CEILING | QTY | DESCRIPTION |  |  | 600 | 40.04% | 1000.5952 | 1000.5952 | 400.5952
CC100 / CC101 |  | PERIMETER CHANNEL (3M) + PERIMETER WEDGE |  | 17.95 | 0 | 44% | 0 | 0 | 0
CC102 / CC103 / CC1044 |  | PRIMARY MULLION (3M) + HANGING BRACKET + FISH PLATE |  | 32.07 | 0 | 44% | 0 | 0 | 0
CC106 |  | EXT CROSS MULLION |  | 8.47 | 0 | 44% | 0 | 0 | 0
[6 empty] | 44% | 0 | 0
PER M2 OF CEILING |  | PASSIVE CEILING (ADD GREASE EXTRACT, SUPPLY AND LIGHT CASSETTES) PRICE PER SQ MTR |  | 83.85 | 0 | 44% | 0 | 0 | 0
CC200 / CC2001 |  | GREASE EXTRACT CASS. + SINGLE PLENUM BOX |  | 153.37 | 0 | 44% | 0 | 0 | 0
CC202 / CC203 |  | COND. EXTRACT CASS. + SINGLE PLENUM BOX |  | 0 | 0 | 44% | 0 | 0 | 0
CC300 |  | SUPPLY AIR CASSETTE |  | 42.72 | 0 | 44% | 0 | 0 | 0
CC301 |  | SINGLE PLENUM BOX |  | 42.18 | 0 | 44% | 0 | 0 | 0
CC400 |  | PASSIVE CASSETTE |  | 16.74 | 0 | 44% | 0 | 0 | 0
TEG-3-528X498-00-0-4K-0-2-0 |  | TEGRA 4000K DALI |  | 187 | 0 | 44% | 0 | 0 | 0
TEG-3-528X498-00-0-4K-0-2-3 |  | TEGRA 4000K DALI 3hrs DALI ECT |  | 252 | 0 | 44% | 0 | 0 | 0
STRIP LIGHTS |  | EL18FLO |  | 139.05 | 0 | 44% | 0 | 0 | 0
PRISONS |  | SECURITY FIXINGS PER TILE |  | 5.14 | 0 | 44% | 0 | 0 | 0
PRISONS |  | SECURITY MULLION (3M) |  | 25.68 | 0 | 44% | 0 | 0 | 0
|  | PAINTED TILES PER METRE |  | 0 | 0 | 44% | 0 | 0 | 0
CAPTURE JET PLENUM |  | PER METRE |  | 247.2 | 0 | 44% | 0 | 0 | 0
|  | HI FOG MULLION MODS |  | 0 | 0 | 44% | 0 | 0 | 0
EXTRACT DUCT |  |  |  | 0 | 0 | 44% | 0 | 0 | 0
SUPPLY DUCT |  |  |  | 0 | 0 | 44% | 0 | 0 | 0
INSULATION |  |  |  | 0 | 0 | 44% | 0 | 0 | 0
|  | ULC GREASE EXTRACT CASS |  | 0 | 0 | 44% | 0 | 0 | 0
MOD FRYER/BRATT SPEC |  | ULC PLENUM BOX (FIRE RATED) |  | 0 | 0 | 44% | 0 | 0 | 0
BIM/REVIT | 1 | PER SQ/M |  | 5 | 5 | 44% | 8.9286 | 8.9286 | 3.9286
|  | ULC EMERGENCY LIGHT |  | 0 | 0 | 44% | 0 | 0 | 0
DUCT DESIGN TIME |  | PER DAY- MINIMUM 1 |  | 180.25 | 0 | 44% | 0 | 0 | 0
CEILING DESIGN TIME |  | PER DAY- MINIMUM 1 |  | 180.25 | 0 | 44% | 0 | 0 | 0
LUX LEVEL TEST/REPORT | 1 | MINIMUM 1 DAY - When no other light source apart from Halton |  | 595 | 595 | 40% | 991.6667 | 991.6667 | 396.6667
DELIVERY & INSTALLATION |  |  |  |  | 595 | 33% | 888.0597 | 888.0597 | 293.0597
DELIVERY x 1.5 for multple loads |  | SELECT LOCATION… |  | 0 | 0 | 33% | 0 | 0 | 0
PLANT HIRE |  | PLANT SELECTION (weekly) |  | 0 | 0 | 33% | 0 | 0 | 0
PRELIM SITE SURVEY |  | MINIMUM 1 |  | 257.5 | 0 | 40% | 0 | 0 | 0
SITE SET OUT LASER |  | ONE DAY MIN PER PAIR |  | 309 | 0 | 40% | 0 | 0 | 0
TRIMMING ON SITE |  | PER TRIM TILE |  | 4.635 | 0 | 40% | 0 | 0 | 0
SITE SET UP AND UNLOAD |  | ONE DAY MIN |  | 309 | 0 | 40% | 0 | 0 | 0
SITE INDUCTION |  | HALF DAY MIN |  | 309 | 0 | 40% | 0 | 0 | 0
FINAL CLEAN UP & STRIP |  | HALF DAY MIN |  | 309 | 0 | 40% | 0 | 0 | 0
INSTALLATION DAY |  | TOTAL AREA DIVIDED BY 4.0m2 customised to suit site |  | 550 | 0 | 40% | 0 | 0 | 0
OVERNIGHT |  |  |  | 0 | 0 | 33% | 0 | 0 | 0
CONSUMABLES |  |  |  | 0 | 0 | 33% | 0 | 0 | 0
TEST & COMMISSION | 1 | ONE Engineer, 2 days per Pollustop,1 days per 3no UV & W/W canopies |  | 595 | 595 | 33% | 888.0597 | 888.0597 | 293.0597
Office Use Only

## MARVEL
F-24 18.5 M.A.R.V.E.L. COST SHEET | [8 empty] | SEPT24-18.5
Job No. |  |  | Project Name
Customer |  |  | Location
Sales Manager / Estimator initials |  |  | Date |  |  |  | Rev No |  |  | GP SHOULD BE MINIMUM 37%
CURRENCY |  | 0 |  |  | 1240 | 33.53% | 1865.4051 | 1865.4051 | 625.4051
CURRENCY | % | COMMISSION | DISCOUNT | COST | TOTAL COST | GP | SELL | SELL | PROFIT
KITCHEN COMPONENTS | QTY | Comments |  |  | 50 | 44% | 89.2857 | 89.2857 | 39.2857
PS-154 EDGE BOX |  | 1 PER AREA |  | 1296.39 | 0 | 37% | 0 | 0 | 0
PS-150 TOUCH SCREEN |  | ST/STEEL WALL MOUNTED BOX ENCLOSURE |  | 265.5 | 0 | 37% | 0 | 0 | 0
RH & T SENSOR |  |  |  | 65.45 | 0 | 37% | 0 | 0 | 0
|  |  |  | 0 | 0 | 37% | 0 | 0 | 0
|  |  |  | 0 | 0 | 37% | 0 | 0 | 0
EDGE CONNECTIVITY |  | NOT INCLUDED IN THE ABOVE |  | 340 | 0 | 37% | 0 | 0 | 0
|  |  |  | 0 | 0 | 37% | 0 | 0 | 0
BIM/REVIT PER SYSTEM | 1 |  |  | 50 | 50 | 44% | 89.2857 | 89.2857 | 39.2857 | ALWAYS INCLUDE
|  |  |  | 290 | 0 | 37% | 0 | 0 | 0
CANOPY COMPONENTS |  | EXTRACT PLENUM |  |  | 0 | - | 0 | 0 | 0
SUPERVISOR/BALLAST BOX |  | 1 PER CANOPY SECTION |  | 214 | 0 | 37% | 0 | 0 | 0
ICM CABLE (3M) |  | 1 PER SUPERVISOR |  | 1.95 | 0 | 37% | 0 | 0 | 0
|  |  |  | 0 | 0 | 37% | 0 | 0 | 0
NTC-4 SENSOR |  | 1 PER SECTION |  | 6.82 | 0 | 37% | 0 | 0 | 0
LIR-2 SENSOR |  | 1 PER SECTION |  | 129.09 | 0 | 37% | 0 | 0 | 0
MOTORISED DAMPER |  | 600/400 X 300MM 1 PER SPIGOT |  | 386.06 | 0 | 37% | 0 | 0 | 0
|  | 250MM DIAMETER |  | 281.44 | 0 | 37% | 0 | 0 | 0
|  | 315MM INLET 500X400 OUTLET |  | 314.75 | 0 | 37% | 0 | 0 | 0
CANOPY COMPONENTS |  | MAKE UP AIR PLENUM ONLY |  |  | 0 | - | 0 | 0 | 0
BELIMO CIRC. DAMPER (SPIGOT) |  | 250MM DIAMETER |  | 281.44 | 0 | 37% | 0 | 0 | 0
|  |  |  | 0 | 0 | 37% | 0 | 0 | 0
|  |  |  | 314.75 | 0 | 37% | 0 | 0 | 0
HFA CIRC. DAMPER (DUCTWORK) |  |  |  | 0 | 0 | 37% | 0 | 0 | 0
|  |  |  | 0 | 0 | 37% | 0 | 0 | 0
|  |  |  | 0 | 0 | 37% | 0 | 0 | 0
GAS INTERLOCK |  |  |  | 550 | 0 | 37% | 0 | 0 | 0
CO SENSOR |  |  |  | 75 | 0 | 37% | 0 | 0 | 0
CO2 SENSOR (DCKV) |  |  |  | 150 | 0 | 37% | 0 | 0 | 0
MOTORISED DAMPERS |  | EXTRACT DUCT ONLY |  |  | 0 | - | 0 | 0 | 0
UKV RECT DAMPER |  | 0.440M3/S - 1.600M3/S |  | 366 | 0 | 37% | 0 | 0 | 0
UKV RECT DAMPER |  | 0.528M3/S - 1.920M3/S |  | 376 | 0 | 37% | 0 | 0 | 0
UKV RECT DAMPER |  | 0.616M3/S - 2.240M3/S |  | 389 | 0 | 37% | 0 | 0 | 0
UKV RECT DAMPER |  | 0.880M3/S - 3.200M3/S |  | 454 | 0 | 37% | 0 | 0 | 0
UKV RECT DAMPER |  | 1.100M3/S - 4.000M3/S |  | 488 | 0 | 37% | 0 | 0 | 0
UKV RECT DAMPER |  | 1.760M3/S - 6.400M3/S |  | 538 | 0 | 37% | 0 | 0 | 0
UKV RECT DAMPER |  | 1.760M3/S - 6.400M3/S |  | 568 | 0 | 37% | 0 | 0 | 0
DELIVERY & INSTALLATION |  |  |  |  | 1190 | 33% | 1776.1194 | 1776.1194 | 586.1194
DELIVERY |  | SELECT LOCATION… |  | 0 | 0 | 33% | 0 | 0 | 0
PROGRAMMING |  | 1 DAY PER CALCULATOR |  | 120 | 0 | 33% | 0 | 0 | 0
WORKSHOP INSTALL |  | PER SECTION |  | 120 | 0 | 33% | 0 | 0 | 0
SITE INSTALLATION |  | 4 SECTIONS PER DAY |  | 500 | 0 | 40% | 0 | 0 | 0
CONSUMABLES |  | PER SYSTEM |  | 120 | 0 | 33% | 0 | 0 | 0
MRV SITE WIRING (Pre Commission) | 1 | 4 SECTIONS PER DAY |  | 595 | 595 | 33% | 888.0597 | 888.0597 | 293.0597
MRV COMMISSIONING | 1 | 1 DAY PER SYSTEM |  | 595 | 595 | 33% | 888.0597 | 888.0597 | 293.0597
Office Use Only
Note on D13: Simon Still: This will contain the following: MU6+AO4 - these, in combination, send signals to the VAV dampers (4 max) as well as the 0-10V signal for the extract fan. MW1 - This is the main PLC in the system which contains all of the logic and includes a DI5 & DO6. It is present in all LHC-2 systems but in MARVELs case it also replaces the calculator and the auxilliary alarm controller. There may be either 1 or 2 MW1s depending on whether Aerolys is present. Edge - This is the "router" which contains the SIM card and attaches to the antenna. Antenna - present for recieveing a 4G signal to the Edge. Network Switch - This marshalls communications between the HMI, Edge, MW1s. HMI - This is the touchscreen. There are also various electrical sundries such as a 24VDC power supply, ethernet cables etc. Full list of these can be found on the BOM held by Steve Kembrey.
Note on D24: Supervisor: Monitors canopy section. Ref: LHC-2-MU1+VV1 (Not required if UV quoted as already in UV cost)
Note on D25: ICM Cable: Supervisor connection cable. (Not requied if UV quoted as already in UV cost)
Note on D27: NTC Sensor: Temperature Sensor - measures plenum temp.
Note on D28: Infra Red Sensor: maximum centres are 1.2m or 1no per piece of equipment or 4no maximum per section of canopy
Note on D29: Motorised Damper: Actuated Blade Damper (ABD) two standard sizes 400x300mm or 600x300mm both 65mm high supplied by SK Sales (Slim Fit range)
Note on D30: HFA Circular Damper: To extract at a variable (VAV) or constant (CAV) airflow volume if not a dedicated extract fan, has its own power supply and settings and can be connected to the calculator
Note on D31: HFR Rectangular Damper: To extract at a variable (VAV) or constant (CAV) airflow volume if not a dedicated extract fan, has its own power supply and settings and can be connected to the calculator
Note on D34: BELIMO TYPE DAMPER: 1no to be allowed for each extract spigot
Note on D37: HFA Circular Damper: To suppy at a variable (VAV) or constant (CAV) airflow volume if not a dedicated supply fan, has its own power supply and settings and can be connected to the calculator
Note on D45: UKV Rectangular Main Duct Damper: 500mm x 400mm x 600mm (W x H x L) to be used in the main extract duct and connected to the calculator if access to main extract fan is unavailable
Note on D46: UKV Rectangular Main Duct Damper: 600mm x 400mm x 600mm (W x H x L) to be used in the main extract duct and connected to the calculator if access to main extract fan is unavailable
Note on D47: UKV Rectangular Main Duct Damper: 700mm x 400mm x 600mm (W x H x L) to be used in the main extract duct and connected to the calculator if access to main extract fan is unavailable
Note on D48: UKV Rectangular Main Duct Damper: 800mm x 500mm x 600mm (W x H x L) to be used in the main extract duct and connected to the calculator if access to main extract fan is unavailable
Note on D49: UKV Rectangular Main Duct Damper: 1000mm x 500mm x 600mm (W x H x L) to be used in the main extract duct and connected to the calculator if access to main extract fan is unavailable
Note on D50: UKV Rectangular Main Duct Damper: 1000mm x 800mm x 600mm (W x H x L) to be used in the main extract duct and connected to the calculator if access to main extract fan is unavailable
Note on D51: UKV Rectangular Main Duct Damper: 1000mm x 1000mm x 600mm (W x H x L) to be used in the main extract duct and connected to the calculator if access to main extract fan is unavailable
Note on D55: Programming: 1 day per system or calculator.
Note on D56: Workshop: Installation of some of the components whilst in the workshop (IR Sensors etc)
Note on D57: Site Installation: Quarter day per section including connecting all components within that section
Note on D58: Consumables: Cable tray, cable ties, fittings etc
Note on D59: 1st T & C: Setting the system prior to the cooking equipment being made live
Note on D60: 2nd T & C: Cooking equipment is made live final test & commission can be carried out

## EDGE BOX
| F24-18.5 EDGE BOX COST SHEET | [11 empty] | SEPT24-18.5
| Job No. |  |  |  | Project Name
| Customer |  |  |  | Location
| Sales Manager / Estimator initials |  |  |  | Date | [6 empty] | Revision No |  | GP SHOULD BE MINIMUM 44%
| CURRENCY | 0% | 0 | [5 empty] | 152.5 | 39.38% | 251.5547 | 251.5547 | 99.0547
| CURRENCY | % | COMMISSION |  |  |  |  | COST | TOTAL COST | GP | Sell | SELL | PROFIT
SECTION UNDER 1000mm
| ITEM |  | 0 | 0 | 0 | 000 | 0 |  | 0 | - | 0 | 0 | 0
|  | TYPE | NO. OFF | LENGTH | WIDTH | HEIGHT | SECTIONS
210 | PS-150 TOUCH SCREEN | TOUCH SCREEN REMOTE BOX - METAL |  | 300 | 95 | 250 |  | 302.89 | 0 | 35% | 0 | 0 | 0
104 | PS-152 EDGE BOX | PEU/AEU/HOODS (Staged Alarms) |  | 380 | 300 | 180 |  | 1011.22 | 0 | 35% | 0 | 0 | 0
234 | PS-153 EDGE BOX | PEU/HOODS (Staged Alarms) |  | 380 | 300 | 180 |  | 686.05 | 0 | 35% | 0 | 0 | 0
| PS-154 EDGE BOX | PEU/MRV/HOODS (Staged Alarms) |  | 380 | 300 | 180 |  | 868.92 | 0 | 35% | 0 | 0 | 0
| PS-155 EDGE BOX | PEU/AEU/ MRV/HOOD (No Staged Alarms) |  | 380 | 300 | 180 |  | 1025.34 | 0 | 35% | 0 | 0 | 0
| RCL-329 LPC-3 GOT.112 | GOT Panel Comp for UV-c (24 Sections Max) |  | 160 | 34 | 106 |  | 336.21 | 0 | 35% | 0 | 0 | 0
| RCL-342 GOT-112 WALL BOX | Remote Mounting box if Required |  | 270 | 200 | 150 |  | 82 | 0 | 35% | 0 | 0 | 0
| RCL-280 STAGED ALARM BOX | MU5 CONTROLLER BOX |  | 179 | 129 | 100 |  | 212.86 | 0 | 35% | 0 | 0 | 0
289 | [8 empty] | 0 |  | 0 | 0 | 0
242 | PS-160 EXTERNAL AERIAL (UV-GOT) | EXTERNAL AERIAL BOX |  | 250 | 175 | 100 |  | 144.12 | 0 | 35% | 0 | 0 | 0
220 | PS-156 EDGE BOX REMOTE ROUTER | EXTERNAL ROUTER/RETRO FIT |  | 250 | 175 | 100 |  | 481.81 | 0 | 35% | 0 | 0 | 0
103 | [8 empty] | 0 |  | 0 | 0 | 0
103 | CONNECTIVITY PS-152/154/155 | NOT INCLUDED IN THE ABOVE | [5 empty] | 391.29 | 0 | 35% | 0 | 0 | 0
| CONNECTIVITY PS-153 ONLY (UV-GOT) | NOT INCLUDED IN THE ABOVE | [5 empty] | 388.67 | 0 | 35% | 0 | 0 | 0
285 | [8 empty] | 0 |  | 0 | 0 | 0
[9 empty] | 0 |  | 0 | 0 | 0
[8 empty] | 0 | 0 |  | 0 | 0 | 0
286 | [7 empty] | 0 | 0 |  | 0 | 0 | 0
[9 empty] | 0 |  | 0 | 0 | 0
[9 empty] | 0 |  | 0 | 0 | 0
SECTION UNDER 1000mm
| DELIVERY & INSTALLATION | [7 empty] | 152.5 | - | 251.5547 | 251.5547 | 99.0547
222 | DELIVERIES |  | SELECT LOCATION… |  |  |  |  | 0 | 0 | 33% | 0 | 0 | 0
257 | PLANT HIRE |  | PLANT SELECTION (weekly) |  |  |  |  | 0 | 0 | 33% | 0 | 0 | 0
257 | PLANT HIRE |  | PLANT SELECTION (weekly) |  |  |  |  | 0 | 0 | 33% | 0 | 0 | 0
400 | STRIP OUT |  | PER DAY |  |  |  |  | 375 | 0 | 33% | 0 | 0 | 0
102 | CONSUMABLES | 1 | ON SITE FIXINGS |  |  |  |  | 15 | 15 | 33% | 22.3881 | 22.3881 | 7.3881
400 | INSTALLATION NORMAL HOURS | 1 | PER BOX |  |  |  |  | 137.5 | 137.5 | 40% | 229.1667 | 229.1667 | 91.6667
400 | INSTALLATION AFTER HOURS |  | PER BOX |  |  |  |  | 861 | 0 | 40% | 0 | 0 | 0
253 | TRAVEL EXPENSES |  | PER NIGHT PER TEAM | [5 empty] | 0 | 33% | 0 | 0 | 0
253 | OVERNIGHT |  | PER NIGHT PER TEAM |  |  |  |  | 170 | 0 | 33% | 0 | 0 | 0
280 | TEST & COMMISSION |  | ONE ENGINEER |  |  |  |  | 595 | 0 | 33% | 0 | 0 | 0
284 |  |  | OPTIONAL ITEM |  |  |  |  | 200 | 0 | 33% | 0 | 0 | 0
Office Use Only

## AEROLYS
F24-18.5 AEROLYS COST SHEET | [9 empty] | SEPT24-18.5
Job No. |  |  |  | Project Name
Customer |  |  |  | Location
Sales Manager / Estimator initials |  |  |  | Date |  |  |  |  | Revision No |  | GP SHOULD BE MINIMUM 44%
CURRENCY | 0% | 0 |  |  |  | 50 | 44% | 89.2857 | 89.2857 | 39.2857
CURRENCY | % | COMMISSION |  |  | COST | TOTAL COST | GP | Sell | SELL | PROFIT
AEROLYS | INTERNAL |  | GP | 40% |  | 50 | 44% | 89.2857 | 89.2857 | 39.2857
ITEM | SIZE | QTY
PANEL / BAG FILTER | Size |  |  |  | 0 | 0 | 44% | 0 | 0 | 0
ELEC / LPHW FROST COIL | Size |  |  |  |  | 0 | 44% | 0 | 0 | 0
UV FILTER | Size |  |  |  |  | 0 | 44% | 0 | 0 | 0
COOLING COIL | Size |  |  |  |  | 0 | 44% | 0 | 0 | 0
LPHW HEATER | Size |  |  |  |  | 0 | 44% | 0 | 0 | 0
HEAT RECLAIM COIL | Size |  |  |  |  | 0 | 44% | 0 | 0 | 0
FAN SECTION | Size |  |  |  | 0 | 0 | 44% | 0 | 0 | 0
ACCESS SECTION | Size |  |  |  | 0 | 0 | 44% | 0 | 0 | 0
[7 empty] | 44% | 0 | 0 | 0
BIM/REVIT PER UNIT |  | 1 |  |  | 50 | 50 | 44% | 89.2857 | 89.2857 | 39.2857 | ALWAYS INCLUDE
ATTENUATORS | [5 empty] | 0 | 44% | 0 | 0 | 0
|  | 0 |  |  |  | 0 | 44% | 0 | 0 | 0
W/PROOF SINGLE PITCH ROOF | PEU01-06 |  | Metre |  | 103 | 0 | 44% | 0 | 0 | 0
W/PROOF SINGLE PITCH ROOF | PEU07-10 |  | Metre |  | 135 | 0 | 44% | 0 | 0 | 0
|  | 0 |  |  |  | 0 | 44% | 0 | 0 | 0
[7 empty] | 44% | 0 | 0 | 0
MCD |  | 1 |  |  | 0 | 0 | 44% | 0 | 0 | 0
ACCOUSTIC LINED |  | 1 |  |  | 0 | 0 | 44% | 0 | 0 | 0
EXTRA OVER FOR VERTICAL | 25% OF TOTAL UNIT |  |  |  | 0 | 0 | 44% | 0 | 0 | 0
BULKHEAD LIGHTING |  |  |  |  | 107 | 0 | 44% | 0 | 0 | 0
VIEWING PANEL |  |  |  |  | 30 | 0 | 44% | 0 | 0 | 0
DAMPERS |  |  |  | Each | 0 | 0 | 44% | 0 | 0 | 0
[12 empty] | 3-Port Valve |  |  | Actuator | Total
Control platform, fil/htg/clg/fan |  |  |  |  | 1995 | 0 | 35% | 0 | 0 | 0 |  | 15mm | Screwed | 96.44 | 216.71 | 313.15
Control platform, filters & fan |  |  |  |  | 1810 | 0 | 35% | 0 | 0 | 0 |  | 20mm | Screwed | 75.59 | 216.71 | 292.3
[6 empty] | 0 | 0% | 0 | 0 | 0 |  | 25mm | Screwed | 82.12 | 216.71 | 298.83
[6 empty] | 0 | 0% | 0 | 0 | 0 |  | 32mm | Screwed | 87.86 | 216.71 | 304.57
[6 empty] | 0 | 0% | 0 | 0 | 0 |  | 40mm | Screwed | 154.57 | 216.71 | 371.28
[6 empty] | 0 | 35% | 0 | 0 | 0 |  | 50mm | Flanged | 384.14 | 216.71 | 600.85
Damper control |  |  |  |  | 110 | 0 | 35% | 0 | 0 | 0 |  | 65mm | Flanged | 421.21 | 216.71 | 637.92
W/shop commissioning 1 | Standard cost |  |  |  | 100 | 0 | 0% | 0 | 0 | 0
W/shop commissioning 2 | Extra over for Extenso |  |  | Not req'd if in Pollustop | 100 | 0 | 35% | 0 | 0 | 0 |  | Frost 'stat | Supply | 57
3-Port diverting valve |  |  |  |  | 0 | 0 | 35% | 0 | 0 | 0 |  | Inlet 'stat | Supply | 57
Duct Sensor | A1K-2W-DO-6'20' CLZP |  |  |  | 57 | 0 | 35% | 0 | 0 | 0 |  | Outlet 'stat | Supply | 57
Pipe Sensor (HR ONLY) | A1K-2W-5-4x |  |  |  | 65 | 0 | 35% | 0 | 0 | 0 |  | Extract 'stat | Extract | 57
[12 empty] | HR 'stat | Extract | 57
DELIVERY & INSTALLATION | [5 empty] | 0 | - | 0 | 0 | 0 |  | Frost 'stat | Extract | 57
DELIVERIES |  | SELECT LOCATION… | Hiab for PST04 and above (£650.00 London) |  | 900 | 0 | 33% | 0 | 0 | 0 |  | HR pipe 'stat | Extract | 65
PLANT HIRE |  | PLANT SELECTION (weekly) |  |  | 250 | 0 | 33% | 0 | 0 | 0
WHEELS |  | PER M3 |  |  | 160 | 0 | 33% | 0 | 0 | 0
INSTALLATION NORMAL HOURS |  | PER TEAM PER DAY |  |  | 550 | 0 | 40% | 0 | 0 | 0
INSTALLATION AFTER HOURS |  | PER TEAM PER DAY |  |  | 861 | 0 | 40% | 0 | 0 | 0
ACCOMODATION |  | PER NIGHT PER TEAM |  |  | 130 | 0 | 33% | 0 | 0 | 0
TRAVEL EXPENSES |  | PER NIGHT PER TEAM |  |  | 270 | 0 | 33% | 0 | 0 | 0
CONSUMABLES |  | SITE SPECIFIC |  |  | 20 | 0 | 33% | 0 | 0 | 0
TEST & COMMISSION SITE |  | ONE Engineer, 2 days per Aerolys,1 days per 3no UV & W/W canopies |  |  | 595 | 0 | 33% | 0 | 0 | 0
SITE INSTALLATION CHECK |  | IF BEING INSTALLED BY A 3RD PARTY |  |  | 350 | 0 | 33% | 0 | 0 | 0
Office Use Only

## POLLUSTOP
F24-18.5 POLLUSTOP COST SHEET | [9 empty] | SEPT24-18.5
Job No. |  |  |  | Project Name
Customer |  |  |  | Location
Sales Manager / Estimator initials |  |  |  | Date |  |  |  |  | Revision No |  | GP SHOULD BE MINIMUM 44%
CURRENCY | 0% | 0 |  |  |  | 210 | 35.99% | 328.0917 | 328.0917 | 118.0917
CURRENCY | % | COMMISSION |  |  | COST | TOTAL COST | GP | Sell | SELL | PROFIT
POLLUSTOP | INTERNAL |  | GP | 40% |  | 50 | 44% | 89.2857 | 89.2857 | 39.2857
ITEM | SIZE | QTY
PANEL / BAG FILTER | Size |  |  |  | 0 | 0 | 44% | 0 | 0 | 0
PANEL / UV-C | Size |  |  |  | 0 | 0 | 44% | 0 | 0 | 0
BAG FILTERS | Size |  |  |  | 0 | 0 | 44% | 0 | 0 | 0
HEPA FILTERS | Size |  |  |  | 0 | 0 | 44% | 0 | 0 | 0
HEAT RECLAIM COIL | Size |  |  |  | 0 | 0 | 44% | 0 | 0 | 0
CARBON FILTERS | Size |  |  |  | 0 | 0 | 44% | 0 | 0 | 0
FAN SECTION & VFD | Size |  |  |  | 0 | 0 | 44% | 0 | 0 | 0
ACCESS SECTION | Size |  |  |  | 0 | 0 | 44% | 0 | 0 | 0
ESP | Size |  |  |  | 0 | 0 | 44% | 0 | 0 | 0
[7 empty] | 44% |  | 0 | 0
BIM/REVIT PER UNIT |  | 1 |  |  | 50 | 50 | 44% | 89.2857 | 89.2857 | 39.2857 | ALWAYS INCLUDE
ATTENUATORS | [5 empty] | 0 | 44% | 0 | 0 | 0
|  | 0 |  |  |  | 0 | 44% | 0 | 0 | 0
W/PROOF SINGLE PITCH ROOF | PEU01-06 |  | Metre |  | 103 | 0 | 44% | 0 | 0 | 0
W/PROOF SINGLE PITCH ROOF | PEU07-10 |  | Metre |  | 135 | 0 | 44% | 0 | 0 | 0
|  | 0 |  |  |  | 0 | 44% | 0 | 0 | 0
[7 empty] | 44% | 0 | 0 | 0
MCD |  | 1 |  |  | 0 | 0 | 44% | 0 | 0 | 0
ACCOUSTIC LINED |  | 1 |  |  | 0 | 0 | 44% | 0 | 0 | 0
EXTRA OVER FOR VERTICAL | 25% OF TOTAL UNIT |  |  |  | 0 | 0 | 44% | 0 | 0 | 0
BULKHEAD LIGHTING |  |  |  |  | 107 | 0 | 44% | 0 | 0 | 0
VIEWING PANEL |  |  |  |  | 30 | 0 | 44% | 0 | 0 | 0
DAMPERS |  |  |  | Each | 0 | 0 | 44% | 0 | 0 | 0
1.5Kw to 37.0Kw Fan control | Includes EMI filter |  |  | Unit Mounted | 1551 | 0 | 35% | 0 | 0 | 0
Filter Monitoring |  |  |  | Unit Mounted | 582 | 0 | 35% | 0 | 0 | 0
[6 empty] | 0 | 0% | 0 | 0 | 0
[6 empty] | 0 | 0% | 0 | 0 | 0
|  |  |  | Not req'd if in Aerolys | 300 | 0 | 0% | 0 | 0 | 0
W/Shop commissioning 1 | Standard cost |  |  |  | 100 | 0 | 35% | 0 | 0 | 0
W/Shop commissioning 2 | Extra over for Extenso unit |  |  | Not req'd if in Aerolys | 100 | 0 | 35% | 0 | 0 | 0
[6 empty] | 0 | 35% | 0 | 0 | 0
Damper control |  |  |  |  | 110 | 0 | 35% | 0 | 0 | 0
[6 empty] | 0 | 35% | 0 | 0 | 0
[6 empty] | 0 | 35% | 0 | 0 | 0
[6 empty] | 0 | 35% | 0 | 0 | 0
DELIVERY & INSTALLATION | [5 empty] | 160 | - | 238.806 | 238.806 | 78.806
DELIVERIES |  | SELECT LOCATION… | Hiab for PST04 and above (£650.00 London) |  | 750 | 0 | 33% | 0 | 0 | 0
PLANT HIRE |  | SL10 GENIE |  |  | 250 | 0 | 33% | 0 | 0 | 0
WHEELS | 1 | PER UNIT |  |  | 160 | 160 | 33% | 238.806 | 238.806 | 78.806 | ALWAYS INCLUDE
INSTALLATION NORMAL HOURS |  | PER TEAM PER DAY |  |  | 550 | 0 | 40% | 0 | 0 | 0
INSTALLATION AFTER HOURS |  | PER TEAM PER DAY |  |  | 861 | 0 | 40% | 0 | 0 | 0
ACCOMODATION |  | PER NIGHT PER TEAM |  |  | 130 | 0 | 33% | 0 | 0 | 0
TRAVEL EXPENSES |  | PER NIGHT PER TEAM |  |  | 270 | 0 | 33% | 0 | 0 | 0
CONSUMABLES |  | SITE SPECIFIC |  |  | 80 | 0 | 33% | 0 | 0 | 0
TEST & COMMISSION SITE |  | ONE Engineer, 2 days per Pollustop,1 days per 3no UV & W/W canopies |  |  | 595 | 0 | 33% | 0 | 0 | 0
SITE INSTALLATION CHECK |  | IF BEING INSTALLED BY A 3RD PARTY |  |  | 350 | 0 | 33% | 0 | 0 | 0
Office Use Only

## RECOAIR
| F24-18.5 RECOAIR COST SHEET | [11 empty] | SEPT24-18.5
| Job No. |  |  |  | Project Name
| Customer |  |  |  | Location
| Sales Manager / Estimator initials |  |  |  | Date | [6 empty] | Revision No |  | GP SHOULD BE MINIMUM 44%
| CURRENCY | 0% | 0 | [5 empty] | 50 | 44% | 89.2857 | 89.2857 | 39.2857
| CURRENCY | % | COMMISSION |  |  |  |  | COST | TOTAL COST | GP | Sell | SELL | PROFIT
SECTION UNDER 1000mm
| ITEM |  | 0 | 0 | 0 | 000 | 0 |  | 50 | - | 89.2857 | 89.2857 | 39.2857
|  | TYPE | NO. OFF | WIDTH | LENGTH | HEIGHT | SECTIONS
210 | RAH0.5 STANDARD | VERTICAL 0.5M3/S | 0 | 880 | 685 | 2050 |  | 5142.7 | 0 | 66.52% | 0 | 0 | 0
104 | RAH0.8 STANDARD | VERTICAL 0.8M3/S | 0 | 1100 | 850 | 2050 |  | 5454.18 | 0 | 71.08% | 0 | 0 | 0
234 | RA1.0 STANDARD | VERTICAL 0.9M3/S | 0 | 1500 | 700 | 1900 |  | 6833.44 | 0 | 69.3% | 0 | 0 | 0
| RA1.5 STANDARD | VERTICAL 1.2M3/S | 0 | 1540 | 1130 | 1900 |  | 7481.11 | 0 | 72.76% | 0 | 0 | 0
| RA2.0 STANDARD | VERTICAL 1.8M3/S | 0 | 1540 | 1430 | 1900 |  | 8873.69 | 0 | 69.25% | 0 | 0 | 0
| RA2.5 STANDARD (Prem Controls) | VERTICAL 2.25M3/S | 0 | 1540 | 1815 | 1900 |  | 13363.4 | 0 | 68.84% | 0 | 0 | 0
| RA3.0 STANDARD (Prem Controls) | VERTICAL 2.7M3/S | 0 | 1540 | 2115 | 1900 |  | 14380.23 | 0 | 70.01% | 0 | 0 | 0
289 | RA3.5 STANDARD (Prem Controls) | VERTICAL 3.15M3/S | 0 | 1540 | 2500 | 1900 |  | 15656.09 | 0 | 70.6% | 0 | 0 | 0
242 | RA4.0 STANDARD (Prem Controls) | VERTICAL 3.6M3/S | 0 | 1540 | 2800 | 1900 |  | 16792.07 | 0 | 71.42% | 0 | 0 | 0
220 | RAH0.5 VOID (+10%) | HORIZONTAL 0.5M3/S | 0 | 880 | 2000 | 700 |  | 5656.97 | 0 | 66.52% | 0 | 0 | 0
103 | RAH0.8 VOID (+10%) | HORIZONTAL 0.8M3/S | 0 | 850 | 2000 | 1100 |  | 5999.6 | 0 | 71.08% | 0 | 0 | 0
103 | RA1.0 VOID (+10%) | HORIZONTAL 0.9M3/S | 0 | 750 | 3480 | 700 |  | 7516.78 | 0 | 69.3% | 0 | 0 | 0
| RA1.5 VOID (+10%) | HORIZONTAL 1.2M3/S | 0 | 1130 | 3480 | 770 |  | 8229.22 | 0 | 72.76% | 0 | 0 | 0
285 | RA2.0 VOID (+10%) | HORIZONTAL 1.8M3/S | 0 | 1430 | 3480 | 770 |  | 9761.06 | 0 | 69.25% | 0 | 0 | 0
| RA2.5 VOID (+10%) (Prem Controls) | HORIZONTAL 2.25M3/S | 0 | 2030 | 3480 | 770 |  | 15000.04 | 0 | 68.84% | 0 | 0 | 0
| BIM/REVIT PER UNIT | DESIGN | 1 |  |  |  |  | 50 | 50 | 44% | 89.2857 | 89.2857 | 39.2857 | ALWAYS INCLUDE
| EXTERNAL CONTROLS (REQUIRED) | PS-153 EDGE + PS-150 REMOTE TOUCH SCR | 0 |  |  |  |  | 988.94 | 0 | 35% | 0 | 0 | 0 | INCLUDED IN RA2.5/3.0/3.5/4.0 COST
286 | CONNECTIVITY (REQUIRED) | PS-070/PS-071/ELE-713 | 0 |  |  |  |  | 388.67 | 0 | 35% | 0 | 0 | 0 | INCLUDED IN RA2.5/3.0/3.5/4.0 COST
|  |  | 0 | [5 empty] | 0 | 43.5% | 0 | 0 | 0
| FLAT PACK (Inc. Pallets) | FACTORY 25hrs x £30.00 | 0 |  |  |  |  | 750 | 0 | 35% | 0 | 0 | 0
SECTION UNDER 1000mm
| DELIVERY & INSTALLATION | [7 empty] | 0 | - | 0 | 0 | 0
222 | DELIVERIES |  | SELECT LOCATION… |  |  |  |  | 0 | 0 | 33% | 0 | 0 | 0
257 | PLANT HIRE |  | PLANT SELECTION (weekly) | 2No Genies Req'd for Void Mounted units |  |  |  | 0 | 0 | 33% | 0 | 0 | 0
257 | PLANT HIRE |  | PLANT SELECTION (weekly) |  |  |  |  | 0 | 0 | 33% | 0 | 0 | 0
400 | FLAT PACK REASSEBLE ON SITE |  | PER DAY |  |  |  |  | 375 | 0 | 33% | 0 | 0 | 0
102 | CONSUMABLES |  | PER METER OF CANOPY |  |  |  |  | 15 | 0 | 33% | 0 | 0 | 0
400 | INSTALLATION NORMAL HOURS |  | PER UNIT PER TEAM PER DAY | 2No Pairs Req'd for Void Mounted units |  |  |  | 500 | 0 | 40% | 0 | 0 | 0
400 | INSTALLATION AFTER HOURS |  | PER UNIT PER TEAM PER DAY |  |  |  |  | 861 | 0 | 40% | 0 | 0 | 0
253 | TRAVEL EXPENSES |  | PER NIGHT PER TEAM | [5 empty] | 0 | 33% | 0 | 0 | 0
253 | OVERNIGHT |  | PER NIGHT PER TEAM |  |  |  |  | 170 | 0 | 33% | 0 | 0 | 0
280 | TEST & COMMISSION |  | ONE ENGINEER |  |  |  |  | 595 | 0 | 33% | 0 | 0 | 0
284 |  |  | OPTIONAL ITEM |  |  |  |  | 200 | 0 | 33% | 0 | 0 | 0
Office Use Only

## REACTAWAY
| F24-18.5 REACTAWAY COST SHEET | [11 empty] | SEPT24-18.5
| Job No. |  |  |  | Project Name
| Customer |  |  |  | Location
| Sales Manager / Estimator initials |  |  |  | Date | [6 empty] | Revision No |  | GP SHOULD BE MINIMUM 44%
| CURRENCY | 0% | 0 | [5 empty] | 50 | 44% | 89.2857 | 89.2857 | 39.2857
| CURRENCY | % | COMMISSION |  |  |  |  | COST | TOTAL COST | GP | Sell | SELL | PROFIT
SECTION UNDER 1000mm
| ITEM |  | 0 | 0 | 0 | 000 | 0 |  | 50 | - | 0 | 89.2857 | 39.2857
|  | TYPE | NO. OFF | WIDTH | LENGTH | HEIGHT | SECTIONS
210 | HEAVY DUTY 0.80 M3/S | 2 x 4-TUBE SHORT RACK | 0 | 800 | 1400 | 500 |  | 2055 | 0 | 43.5% | 0 | 0 | 0
104 | HEAVY DUTY 1.20 M3/S | 2 x 6-TUBE SHORT RACKS | 0 | 800 | 1400 | 500 |  | 2188 | 0 | 43.5% | 0 | 0 | 0
234 | HEAVY DUTY 1.60 M3/S | 2 x 8-TUBE SHORT RACKS | 0 | 800 | 1400 | 500 |  | 2304 | 0 | 44% | 0 | 0 | 0
| HEAVY DUTY 1.60 M3/S | 2 x 4-TUBE LONG RACKS | 0 | 800 | 1900 | 600 |  | 2150 | 0 | 43.5% | 0 | 0 | 0
| HEAVY DUTY 2.40 M3/S | 2 x 6-TUBE LONG RACKS | 0 | 800 | 1900 | 600 |  | 2240 | 0 | 43.5% | 0 | 0 | 0
| HEAVY DUTY 3.20 M3/S | 2 x 8-TUBE LONG RACKS | 0 | 800 | 1900 | 600 |  | 2481 | 0 | 43.5% | 0 | 0 | 0
| HEAVY DUTY 3.60 M3/S | 3 x 6-TUBE LONG RACKS | 0 | 800 | 1900 | 600 |  | 2783 | 0 | 43.5% | 0 | 0 | 0
289 | LIGH/MEDIUM DUTY 0.40 M3/S | 1 x 4-TUBE SHORT RACK | 0 | 500 | 1400 | 500 |  | 1453 | 0 | 43.5% | 0 | 0 | 0
242 | LIGH/MEDIUM DUTY 0.60 M3/S | 1 x 6-TUBE SHORT RACK | 0 | 500 | 1400 | 500 |  | 1519 | 0 | 43.5% | 0 | 0 | 0
220 | LIGH/MEDIUM DUTY 0.480M3/S | 1 x 8-TUBE SHORT RACK | 0 | 500 | 1400 | 500 |  | 1584 | 0 | 43.5% | 0 | 0 | 0
103 | LIGH/MEDIUM DUTY 0.80 M3/S | 1 x 4-TUBE LONG RACK | 0 | 600 | 1900 | 600 |  | 1712 | 0 | 43.5% | 0 | 0 | 0
103 | LIGH/MEDIUM DUTY 1.20 M3/S | 1 x 6-TUBE LONG RACK | 0 | 600 | 1900 | 600 |  | 1777 | 0 | 43.5% | 0 | 0 | 0
| LIGH/MEDIUM DUTY 1.60 M3/S | 1 x 8-TUBE LONG RACK | 0 | 600 | 1900 | 600 |  | 1904 | 0 | 43.5% | 0 | 0 | 0
285 |  | OPEN ITEM | 0 | [5 empty] | 0 | 43.5% | 0 | 0 | 0
|  | OPEN ITEM | 0 |  |  |  |  | 0 | 0 | 43.5% | 0 | 0 | 0
|  | OPEN ITEM | 0 | [5 empty] | 0 | 43.5% | 0 | 0 | 0
286 |  | OPEN ITEM | 0 |  |  |  |  | 0 | 0 | 43.5% | 0 | 0 | 0
|  | OPEN ITEM | 0 | [5 empty] | 0 | 43.5% | 0 | 0 | 0
| BIM/REVIT PER UNIT | DESIGN | 1 |  |  |  |  | 50 | 50 | 44% | 89.2857 | 89.2857 | 39.2857
SECTION UNDER 1000mm
| DELIVERY & INSTALLATION | [7 empty] | 0 | - | 0 | 0 | 0
222 | DELIVERIES |  | SELECT LOCATION… |  |  |  |  | 0 | 0 | 33% | 0 | 0 | 0
257 | PLANT HIRE |  | PLANT SELECTION (weekly) |  |  |  |  | 0 | 0 | 33% | 0 | 0 | 0
257 | PLANT HIRE |  | PLANT SELECTION (weekly) |  |  |  |  | 0 | 0 | 33% | 0 | 0 | 0
400 | STRIP OUT |  | PER DAY |  |  |  |  | 375 | 0 | 33% | 0 | 0 | 0
102 | CONSUMABLES |  | PER METER OF CANOPY |  |  |  |  | 15 | 0 | 33% | 0 | 0 | 0
400 | INSTALLATION NORMAL HOURS |  | 4M PER TEAM PER DAY |  |  |  |  | 500 | 0 | 40% | 0 | 0 | 0
400 | INSTALLATION AFTER HOURS |  | 4M PER TEAM PER DAY |  |  |  |  | 861 | 0 | 40% | 0 | 0 | 0
253 | TRAVEL EXPENSES |  | PER NIGHT PER TEAM | [5 empty] | 0 | 33% | 0 | 0 | 0
253 | OVERNIGHT |  | PER NIGHT PER TEAM |  |  |  |  | 170 | 0 | 33% | 0 | 0 | 0
280 | TEST & COMMISSION |  | ONE ENGINEER |  |  |  |  | 595 | 0 | 33% | 0 | 0 | 0
284 | BMS FAULT INTERFACE |  | OPTIONAL ITEM |  |  |  |  | 200 | 0 | 33% | 0 | 0 | 0
Office Use Only

## INFECTAWAY (hidden)
|  | F24-09 UVGI COST SHEET | [11 empty] | 2021-08-01
|  | Job No. |  |  |  | Project Name
|  | Customer |  |  |  | Location
|  | Sales Manager / Estimator initials |  |  |  | Date | [6 empty] | Revision No
|  | CURRENCY | 3% | #N/A | [5 empty] | #N/A | #N/A | #N/A | #N/A | #N/A
|  | CURRENCY | % | COMMISSION |  |  |  |  | COST | TOTAL COST | GP | Sell | SELL | PROFIT
SECTION UNDER 1000mm
|  | ITEM |  | 0 | 0 | 0 | 000 | 0 |  | 0 | - | 0 | 0 | 0
|  |  | TYPE | NO. OFF | WIDTH | LENGTH | HEIGHT | SECTIONS
210 |  | ICT-8S1 0.90M3/S | 1 x 8-TUBE SHORT RACK | 0 | 350 | 1400 | 350 |  | 1357 | 0 | 43.5% | 0 | 0 | 0
104 |  | ICT-8S2 1.80M3/S | 2 x 8-TUBE SHORT RACKS | 0 | 500 | 1400 | 500 |  | 2006 | 0 | 43.5% | 0 | 0 | 0
234 |  | ICT-8S3 2.70M3/S | 3 x 8-TUBE SHORT RACKS | 0 | 600 | 1400 | 600 |  | 2610 | 0 | 20% | 0 | 0 | 0
|  | ICT-8S4 3.60M3/S | 4 x 8-TUBE SHORT RACKS | 0 | 700 | 1900 | 700 |  | 3232 | 0 | 43.5% | 0 | 0 | 0
|  | ICT-8S5 4.50M3/S | 5 x 8-TUBE SHORT RACKS | 0 | 750 | 1900 | 750 |  | 3850 | 0 | 43.5% | 0 | 0 | 0
|  | ICT-8S6 5.40M3/S | 6 x 8-TUBE SHORT RACKS | 0 | 850 | 1900 | 850 |  | 4495 | 0 | 43.5% | 0 | 0 | 0
|  | ICT-8S7 6.75M3/S | 7 x 8-TUBE SHORT RACKS | 0 | 925 | 1900 | 925 |  | 5052 | 0 | 43.5% | 0 | 0 | 0
289 |  | ICT-8S8 8.10M3/S | 8 x 8-TUBE SHORT RACKS | 0 | 1000 | 1400 | 1000 |  | 7496 | 0 | 43.5% | 0 | 0 | 0
242 |  | ICT-4L1 0.90M3/S | 1 x 4-TUBE LONG RACK | 0 | 350 | 2000 | 350 |  | 1281 | 0 | 43.5% | 0 | 0 | 0
220 |  | ICT-6L1 1.80M3/S | 1 x 6-TUBE LONG RACK | 0 | 500 | 2000 | 500 |  | 1420 | 0 | 43.5% | 0 | 0 | 0
103 | T | ICT-6L2 2.70M3/S | 2 x 6-TUBE LONG RACK | 0 | 600 | 2000 | 600 |  | 2012 | 0 | 43.5% | 0 | 0 | 0
103 |  | ICT-6L2 3.60M3/S | 2 x 6-TUBE LONG RACK | 0 | 700 | 2000 | 600 |  | 2053 | 0 | 43.5% | 0 | 0 | 0
|  | ICT-8L2 4.50M3/S | 2 x 8-TUBE LONG RACK | 0 | 750 | 2000 | 600 |  | 2272 | 0 | 43.5% | 0 | 0 | 0
285 |  | ICT-8L3 5.40M3/S | 3 x 8-TUBE LONG RACK | 0 | 850 | 2000 | 850 |  | 2946 | 0 | 43.5% | 0 | 0 | 0
|  | ICT-8L3 6.75M3/S | 3 x 8-TUBE LONG RACK | 0 | 925 | 2000 | 925 |  | 2344 | 0 | 43.5% | 0 | 0 | 0
|  | ICT-8L4 8.10M3/S | 4 x 8-TUBE LONG RACK | 0 | 1000 | 2000 | 1000 |  | 3598 | 0 | 43.5% | 0 | 0 | 0
286 |  | ICT-8L4 9.45M3/S | 4 x 8-TUBE LONG RACK | 0 | 1400 | 2000 | 800 |  | 3675 | 0 | 43.5% | 0 | 0 | 0
|  | ICT-8L5 10.80M3/S | 5 x 8-TUBE LONG RACK | 0 | 1500 | 2000 | 800 |  | 4302 | 0 | 43.5% | 0 | 0 | 0
|  |  | OPEN ITEM | 0 | [5 empty] | 0 | 43.5% | 0 | 0 | 0
SECTION UNDER 1000mm
|  | DELIVERY & INSTALLATION | [7 empty] | #N/A | #N/A | #N/A | #N/A | 0
222 |  | DELIVERIES |  | LONDON |  |  |  |  | #N/A | #N/A | 10% | #N/A | #N/A | #N/A
257 |  | PLANT HIRE |  | PLANT SELECTION (weekly) |  |  |  |  | 0 | 0 | 37% | 0 | 0 | 0
257 |  | PLANT HIRE |  | PLANT SELECTION (weekly) |  |  |  |  | 0 | 0 | 37% | 0 | 0 | 0
400 |  | STRIP OUT |  | PER DAY |  |  |  |  | 375 | 0 | 37% | 0 | 0 | 0
102 |  | CONSUMABLES |  | PER METER OF CANOPY |  |  |  |  | 15 | 0 | 37% | 0 | 0 | 0
400 |  | INSTALLATION NORMAL HOURS |  | 4M PER TEAM PER DAY |  |  |  |  | 500 | 0 | 25% | 0 | 0 | 0
400 |  | INSTALLATION AFTER HOURS |  | 4M PER TEAM PER DAY |  |  |  |  | 861 | 0 | 25% | 0 | 0 | 0
253 |  | TRAVEL EXPENSES |  | PER NIGHT PER TEAM | [5 empty] | 0 | 37% | 0 | 0 | 0
253 |  | OVERNIGHT |  | PER NIGHT PER TEAM |  |  |  |  | 170 | 0 | 37% | 0 | 0 | 0
280 |  | TEST & COMMISSION |  | ONE ENGINEER |  |  |  |  | 417 | 0 | 37% | 0 | 0 | 0
284 |  | BMS FAULT INTERFACE |  | OPTIONAL ITEM |  |  |  |  | 200 | 0 | 37% | 0 | 0 | 0
Office Use Only

## Base Costs (hidden)
2022-09-01 | [21 empty] | S | 0.1 | [8 empty] | ORIGINAL
|  |  |  | 2022-10-01 | [5 empty] | 2023-08-11 |  |  |  | 2023-07-01 |  | 2024-10-01 |  |  |  | 2023-07-01 |  | L | 0.2 | [6 empty] | 2022-10-01 |  |  |  |  | 2023-07-01 |  |  |  |  | 2022-10-01 |  |  | PRICE INCREASE
PLANT SELECTION (weekly) | 0 |  | SELECT LOCATION… | 0 | 0 | EXTRACT FANS SIZE | 0 |  | LIGHT SELECTION | 0 |  | FILTER TYPE | 0 | 0 | FIRE SUPPRESSION | 0 |  | UV SELECTION | UVR | 0 |  | TUBES | LENGTH | SECTIONS |  | UVR |  |  |  | VENTILATED CEILING MODULES |  |  | POLLUSTOP | EXTERNAL | INTERNAL |  | SDU | [5 empty] | DATE | % | 3% + 3% + 3%+3%
SL10 GENIE | 90 | 90 | ABERDEEN 590 | 1850 | 1081.5 | 0.5 M³/s GBWEC400 (inc INV) | 1256 | 1261 | LED STRIP L6 Inc DALI | 179.21 | 109 | CENTREX | 0 | 24.72 | 1 TANK SYSTEM | 2092.6 | 1825 | UVR4S-1 0.4 M³/s | UVR4S-1 | 929.34 | 579 | 4 | S | 1 | 0.4 | UVR8L | 8L | 1.6 | CC100 / CC101 | PERIMETER CHANNEL (3M) + PERIMETER WEDGES | 17.95 | 11.984 | PANEL / BAG FILTER |  |  |  | CARCASS | HRS | [6 empty] | ALL COSTS
EXTENSION FORKS | 36.29 | 34.2 | ABINGDON 110 | 400 | 259.56 | 1.0 M³/s GBDEC450 (inc INV) | 1288 | 1329 | LED STRIP L12 inc DALI | 215.11 | 132.16 | GRILLE | 31.15 | 36.05 | 1 TANK TRAVEL HUB | 0 | 1965 | UVR4S-2 0.8 M³/s | UVR4S-2 | 1543.14 | 1074 | 4 | S | 2 | 0.8 | UVR6L | 6L | 1.2 | CC102 / CC103 / CC1044 | PRIMARY MULLION (3M) + HANGING BRACKET + FISH PLATE | 32.07 | 32.8918 | Size | 0 | 0 |  | RISER ELECTRICAL INC MCB | 15 | 850X300X2100 | 644.87 | 426.93
2.5M COMBI LADDER | 81.79 | 77.1 | ALDEBURGH 112 | 400 | 210.12 | 1.5 M³/s GBDEC500 (inc INV) | 1477 | 1572 | LED STRIP L18 Inc DALI | 278.1 | 160.95 | COALSCER | 22 | 20.6 | 1 TANK DISTANCE | 2092.6 | 2070 | UVR4S-3 1.2 M³/s | UVR4S-3 | 2156.91 | 1568 | 4 | S | 3 | 1.2 | UVR4L | 4L | 0.8 | CC106 | EXT CROSS MULLION | 8.47 | 6.6233 | PS01 940mm | 2276.94 | 819 |  | RISER ELECTRICAL INC MCB | 15 | 850X300X3000 | 809.72 | 466.52 |  | NEW COSTS
1.5M PODIUM | 125 | 94.8 | ALDERSHOT 110 | 400 | 191.58 | 2.0 M³/s GBDEC560 (inc INV) | 2151 | 1934 | Small LED Spots inc DALI | 105 | 65 | WW PODS | 0 | 0 | NOBEL | 0 | 2125 | UVR4S-4 1.6 M³/s | UVR4S-4 | 2770.68 | 2063 | 4 | S | 4 | 1.6 | UVR8S | 8S | 0.8 | CC200 / CC2001 | GREASE EXTRACT CASS.+ SINGLE PLENUM BOX | 153.37 | 129.8445 | PS02 940mm | 1596.08 | 1049 |  | RISER ISOLATORS ONLY | 12 | 400X300X1200 | 485.21 | 216.14
3M TOWER | 260 | 144.8 | ALNWICK 342 | 1135 | 692.16 | 2.5 M³/s GBDRC630 (inc INV) | 2481 | 1672 | Large LED Spots inc DALI | 115 | 120 | KSA | 43.64 | 36.05 | AMEREX | 0 | 2375 | UVR4S-5 2.0 M³/s | UVR4S-5 | 3384.45 | 2558 | 4 | S | 5 | 2 | UVR6S | 6S | 0.6 | CC202 / CC203 | COND. EXTRACT CASS. + SINGLE PLENUM BOX | 0 | 41.2271 | PS03 940mm | 1230 | 1230 |  | RISER ISOLATORS ONLY | 13 | 400X300X2100 | 623.4 | 314.58
COMBI LADDER | 81.79 | 77.1 | ANDOVER 102 | 385 | 234.84 | 3.0 M³/s GBDEC710 (Inc INV) | 2641 | 1894 | HCL600 DALI | 172.16 | 109 | KSA-UV | 69.54 | 56.65 | OTHER | 0 | 2675 | UVR4S-6 2.4 M³/s | UVR4S-6 | 3998.22 | 3052 | 4 | S | 6 | 2.4 | UVR4S | 4S | 0.2 | CC300 | SUPPLY AIR CASSETTE | 42.72 | 34.5824 | PS04 940mm | 1348 | 1348 |  | RISER ISOLATORS ONLY | 13 | 400X300X3000 | 708.05 | 341.33
PECO LIFT | 120 | 13.02 | ASHFORD 25 | 325 | 123.6 |  |  |  | HCL1200 DALI | 214.99 | 115.95 | NF | 1 | 0 | 2 TANK SYSTEM | 3150.49 | 2708 | UVR4S-7 2.8 M³/s | UVR4S-7 | 4611.99 | 3547 | 4 | S | 7 | 2.8 |  |  |  | CC301 | SINGLE PLENUM BOX | 42.18 | 37.1183 | PS05 940mm | 1502 | 1502 |  | RISER MECHANICAL | 9 | 400X300X1200 | 389.34 | 231.12
3M YOUNGMAN BOARD | 57.07 | 53.8 | AYLESBURY 86 | 289 | 247.2 | ATTENUATORS (EXTRACT) | 0 |  | HCL1800 DALI | 258.37 | 132.1593 | PSU | 106.3 |  | 2 TANK TRAVEL HUB | 0 | 2848 | UVR4S-8 3.2 M³/s | UVR4S-8 | 5225.76 | 4041 | 4 | S | 8 | 3.2 |  |  |  | CC400 | PASSIVE CASSETTE | 16.74 | 12.8079 | PS06 940mm | 1603 | 1603 |  | RISER MECHANICAL | 10 | 400X300X2100 | 505.36 | 289.97
GS1930 SCISSOR LIFT | 534.69 | 504 | BANBURY 128 | 410 | 278.1 | SMB500 | 405 | 337 |  |  |  | J BOX | 23.9 |  | 2 TANK DISTANCE | 3150.49 | 2953 | UVR4S-9 3.6 M³/s | UVR4S-9 | 5839.53 | 4536 | 4 | S | 9 | 3.6 |  |  |  | CC500 | TEGRA 4000K DALI | 187 | 122.3331 | PS07 940mm | 2065 | 1783 |  | RISER MECHANICAL | 10 | 400X300X3000 | 590 | 316.72
4-6 SHERASCOPIC | 87.21 | 82.2 | BANGOR 324 | 1135 | 593.28 | SMB550 | 406 | 364 | [6 empty] | NOBEL |  | 3008 | UVR4S-10 4.0 M³/s | UVR4S-10 | 6453.3 | 5030 | 4 | S | 10 | 4 |  |  |  | CC501 | TEGRA 4000K DALI 3HRS DALI ECT | 252 | 189.1118 | PS08 940mm | 2171 | 1889 |  | RISER COMBINED M&E | 12 | 1250X300X1200 | 827.74 | 390.55
7-9 SHERASCOPIC | 116.7 | 110 | BARKING 32 | 325 | 148.32 | SMB650 | 309 | 466 | LM6 - up to 1200mm | 0 |  | SELECT DIAMETER | 0 | 0 | AMEREX |  | 3258 | UVR4S-11 4.4 M³/s | UVR4S-11 | 7067.07 | 5525 | 4 | S | 11 | 4.4 |  |  |  |  | Large LED Spots inc DALI | 113 | 87.633 | PS09 940mm | 2449 | 2167 |  | RISER COMBINED M&E | 13 | 1250X300X2100 | 1001.53 | 507.18
2.5% TOTAL CONTRACT VALUE | 0 | 40.5 | BARNET 55 | 355 | 173.04 | SMB700 | 570 | 511 | LM12 - 1200 - 2500mm | 0 |  | 1000 DIAMETER | 966 | 966 | OTHER |  | 3528 | UVR4S-12 4.8 M³/s | UVR4S-12 | 7680.84 | 6020 | 4 | S | 12 | 4.8 |  |  |  | PRISONS | SECURITY FIXINGS PER TILE | 5.14 | 4.4512 | PS10 940mm | 2550 | 2456 |  | RISER COMBINED M&E | 13 | 1250X300X3000 | 1251.14 | 547.84
[37 empty] | BIM/REVIT | 1 | DESIGN | 50 | 50
|  |  | BARNSLEY 209 | 810 | 432.6 |  |  |  | LM18 - 2500 - 3000mm | 0 |  | 1250MM DIAMETER | 1146 | 1146 | 3 TANK SYSTEM | 4162.85 | 3577 | UVR4L-1 0.8 M³/s | UVR4L-1 | 964.77 | 621 | 4 | L | 1 | 0.8 |  |  |  | PRISONS | SECURITY MULLION (3M) | 25.68 | 22.256 |  |  |  |  | RACEWAY | 12 | 0-1100MM | 449.96 | 350.96
SELECT CLADDING |  |  | BARNSTABLE 227 | 598 | 463.5 | CONTROLS | 0 |  | LED STRIP L6EM | 0 |  | 1500MM DIAMETER | 1363 | 1363 | 3 TANK TRAVEL HUB | 0 | 3717 | UVR4L-2 1.6 M³/s | UVR4L-2 | 1613.94 | 1158 | 4 | L | 2 | 1.6 |  |  |  |  | PAINTED TILES PER METRE | 0 | 3.3384 | PANEL / UV-C |  |  |  | RACEWAY | 14 | 1101MM-2300MM | 597.76 | 462.24
2M² (HFL) | 126 | 158 | BARROW-IN-FURNESS 348 | 1135 | 673.62 | 5.5KW DANFOSS INV IP21 | 334.29 | 325 | LED STRIP L12EM | 0 |  | 2000MM DIAMETER | 1496 | 1496 | 3 TANK DISTANCE | 4162.85 | 3822 | UVR4L-3 2.4 M³/s | UVR4L-3 | 2263.11 | 1695 | 4 | L | 3 | 2.4 |  |  |  | CAPTUREJET | CAPTURE JET PLENUM (PER METRE) | 247.2 | 215 | Size | 0 |  |  | RACEWAY | 16 | 2301MM-3000MM | 693.06 | 583.15
| 0 |  | BASILDON 38 | 325 | 160.68 | 7.5KW DANFOSS INV IP21 | 372.98 | 362 | LED STRIP L18EM | 0 |  |  |  |  | NOBEL |  | 3877 | UVR4L-4 3.2 M³/s | UVR4L-4 | 2912.28 | 2231 | 4 | L | 4 | 3.2 |  |  |  |  | HI FOG MULLION MODS | 0 | 2.2256 | PS01 1150mm | 4307.65 | 2524 |  | PEDESTAL LEG | 3 |  | 177.7 | 90.95
| 0 |  | BASINGSTOKE 82 | 315 | 191.58 | 11KW DANFOSS INV IP21 | 474.27 | 461 | EL215 | 0 |  | WATER WASH CONTROLS | 0 | 0 | AMEREX |  | 4127 | UVR4L-5 4.0 M³/s | UVR4L-5 | 3561.45 | 2768 | 4 | L | 5 | 4 |  |  |  |  | ULC GREASE EXTRACT CASS | 0 | 115.1748 | PS02 1150mm | 3736.3 | 3067 |  | POT RACK (TUBULAR) | 6 | SINGLE SIDED UP TO 1200MM | 335.99 | 241.82
|  |  | BATH 154 | 555 | 333.72 | 15KW DANFOSS INV IP21 | 540.26 | 525 | EL218 | 0 |  | GWHIZZ | 164.8 | 164.8 | OTHER |  | 4397 | UVR4L6 4.8 M³/s | UVR4L-6 | 4210.62 | 3305 | 4 | L | 6 | 4.8 |  |  |  | MOD FRYER/BRATT SPEC | ULC PLENUM BOX (FIRE RATED) | 0 | 26.75 | PS03 1150mm | 4381 | 4381 |  | POT RACK (SOLID) | 3 | SINGLE SIDED UP TO 1200MM | 178.83 | 131.61
|  |  | BEDFORD 103 | 390 | 618 | [6 empty] | PUMP | 18.03 | 18.03 | 4 TANK SYSTEM | 5669.54 | 4291 | UVR4L-7 5.6 M³/s | UVR4L-7 | 4859.79 | 3841 | 4 | L | 7 | 5.6 |  |  |  | BIM/REVIT | PER SQ/M | 15 | 90.201 | PS04 1150mm | 5167 | 5167 |  | SALAMANDER SUPPORT | 3 |  | 168.71 | 125.19
INFILL |  |  | BERWICK-UPON-TWEED 371 | 1135 | 735.42 | SUPPLY FANS SIZE | 0 |  | LIGHT SELECTION | 0 |  | MECH 1S | 1133 | 1133 | 4 TANK TRAVEL HUB | 0 | 4576 | UVR4L-8 6.4 M³/s | UVR4L-8 | 5508.96 | 4378 | 4 | L | 8 | 6.4 |  |  |  |  | ULC EMERGENCY LIGHT | 0 | 154.401 | PS05 1150mm | 6559 | 6559 |  | ELECTRICAL
INFILL PER M2 | 102.13 | 85.6 | BILLERICAY 37 | 325 | 148.32 | 0.5 M³/s GBWEC400 (inc INV) | 1256 | 1261 | LED STRIP | 0 |  | MECH 2S | 1339 | 1339 | 4 TANK DISTANCE | 5669.54 | 4621 | UVR4L-9 7.2 M³/s | UVR4L-9 | 6158.13 | 4915 | 4 | L | 9 | 7.2 | [7 empty] | PS06 1150mm | 6646 | 6646
|  |  | BIRKENHEAD 277 | 887 | 512.94 | 1.0 M³/s GBDEC450 (inc INV) | 1288 | 1329 | SMALL LED-SPOTS | 0 |  | MECH 3S | 1468 | 1468 | NOBEL |  | 4711 | UVR4L-10 8.0 M³/s | UVR4L-10 | 6807.3 | 5451 | 4 | L | 10 | 8 |  |  |  | MARVEL |  |  |  | PS07 1150mm | 8394 | 8049 |  | MCB |  |  |  | 145.23
CRATING |  |  | BIRMINGHAM 168 | 595 | 333.72 | 1.5 M³/s GBDEC500 (inc INV) | 1477 | 1572 | BIG LED-SPOTS | 0 |  | MECH 4S | 1751 | 1751 | AMEREX |  | 4901 | UVR4L-11 8.8 M³/s | UVR4L-11 | 7456.47 | 5988 | 4 | L | 11 | 8.8 |  |  |  | KITCHEN COMPONENTS |  |  |  | PS08 1150mm | 9220 | 8875 |  | MCB 4-WAY 125A |  |  | 257.63
CRATING PER M3 | 110 | 70 | BISHOP'S STORTFORD 55 | 355 | 173.04 | 2.0 M³/s GBDEC560 (inc INV) | 2151 | 1934 | LED STRIP INC BATTERY | 0 |  | BROADOAK 1S | 749 | 749 | OTHER |  | 5166 | UVR4L-12 9.6 M³/s | UVR4L-12 | 8105.64 | 6526 | 4 | L | 12 | 9.6 |  |  |  | PS-154 EDGE BOX | LHC-2 CONTROL PANEL | 1296.39 | 87.74 | PS09 1550mm | 10958 | 10613 |  | MCB 6-WAY 125A |  |  | 283.34
|  |  | BLACKBURN 283 | 887 | 543.84 | 2.5 M³/s GBDRC630 (inc INV) | 2481 | 1672 |  |  |  | BROADOAK 2S | 828 | 828 | 5 TANK SYSTEM | 7024.67 | 5300 | UVR6S-1 0.6 M³/s | UVR6S-1 | 1020.42 | 643 | 6 | S | 1 | 0.6 |  |  |  | PS-150 TOUCH SCREEN | LHC-2 HMI TOUCH SCREEN WALL HUNG ENCLOSURE | 265.5 | 42.8 | PS10 1150mm | 12381 | 12266 |  | MCB 8-WAY 125A |  |  | 294.13
|  |  | BLACKPOOL 289 | 890 | 543.84 | 3.0 M³/s GBDEC710 (Inc INV) | 2641 | 1894 | SIZE LIGHTS… |  |  | BROADOAK 3S | 936 | 936 | 5 TANK TRAVEL HUB | 0 | 5585 | UVR6S-2 1.2 M³/s | UVR6S-2 | 1725.35 | 1203 | 6 | S | 2 | 1.2 |  |  |  | RH & T SENSOR | LHC-2 TH1 | 65.45 | 182.97 |  |  |  |  | MCB 16-WAY 125A |  |  | 333.49
CURRENCY | 1 |  | BLANDFORD FORUM 144 | 510 | 333.72 |  |  |  | 1000 | EL06FLO |  | BROADOAK 4S | 996 | 996 | 5 TANK DISTANCE | 7024.67 | 5630 | UVR6S-3 1.8 M³/s | UVR6S-3 | 2430.28 | 1761 | 6 | S | 3 | 1.8 | [6 empty] | 270.71 | BAG FILTERS |  |  |  | MCB 16-WAY 125A |  |  | 457.7
EURO | 0 |  | BODMIN 273 | 885 | 580.92 | ATTENUATORS (SUPPLY) | 0 |  | 1250 | EL09FLO |  | ANCILLARIES | 368 | 368 | NOBEL |  | 5720 | UVR6S-4 2.4 M³/s | UVR6S-4 | 3135.21 | 2321 | 6 | S | 4 | 2.4 | [6 empty] | 50.29 | Size | 0 | 0 |  | MCB 18-WAY 125A |  |  | 513.11
GBP | 0 |  | BOGNOR REGIS 88 | 451 | 197.76 | SMB500 | 405 | 337 | 1500 | EL09FLO |  |  |  |  | AMEREX |  | 5910 | UVR6S-5 3.0 M³/s | UVR6S-5 | 3840.14 | 2881 | 6 | S | 5 | 3 |  |  |  | PS-150 EDGE CONNECTIVITY |  | 342.13 | 10.7 | PS01 790mm | 1893.29 | 668 |  | MCB 24-WAY 125A |  |  | 763.59
USD | 0 |  | BOLTON 259 | 850 | 506.76 | SMB550 | 406 | 364 | 1750 | EL12FLO |  | SELECT W/W PODS | 0 | 0 | OTHER |  | 6175 | UVR6S-6 3.6 M³/s | UVR6S-6 | 4545.07 | 3439 | 6 | S | 6 | 3.6 | [5 empty] | 0 | 96.3 | PS02 790mm | 1321.78 | 862 |  | MCB 4-WAY 160A |  |  | 559.61
| 0 |  | BOOTLE 272 | 634 | 512.94 | SMB650 | 309 | 466 | 2000 | EL12FLO |  | 1000-S | 734.28 | 530.25 | 6 TANK SYSTEM | 8151.82 | 6290 | UVR6S-7 4.2 M³/s | UVR6S-7 | 5250 | 3998 | 6 | S | 7 | 4.2 | [5 empty] | 0 | 413.02 | PS03 790mm | 971 | 971 |  | MCB 6-WAY 160A |  |  | 585.32
PLN | 0 |  | BOURNEMOUTH 140 | 510 | 309 | SMB700 | 570 | 511 | 2250 | EL15FLO |  | 1500-S | 824.48 | 606.9 | 6 TANK TRAVEL HUB | 0 | 6575 | UVR6S-8 4.8 M³/s | UVR6S-8 | 5954.93 | 4558 | 6 | S | 8 | 4.8 |  |  |  | BIM/REVIT PER SYSTEM |  | 50 | 107 | PS04 790mm | 1041 | 1041 |  | MCB 8-WAY 160A |  |  | 596.11
|  |  | BRADFORD 234 | 546 | 494.4 |  |  |  | 2500 | EL18FLO |  | 2000-S | 1087.59 | 677.25 | 6 TANK DISTANCE | 8151.82 | 6620 | UVR6S-9 5.4 M³/s | UVR6S-9 | 6659.86 | 5117 | 6 | S | 9 | 5.4 | [7 empty] | PS05 790mm | 1163 | 1163 |  | MCB 16-WAY 160A |  |  | 635.47
CANOPY TYPE | FILTER TYPE | PSU | BRAINTREE 60 | 206 | 185.4 | Electric heater inc controls | 0 |  | 2750 | EL18FLO |  | 2500-S | 1116.37 | 718.2 | NOBEL |  | 6710 | UVR6S-10 5.4 M³/s | UVR6S-10 | 7364.79 | 5675 | 6 | S | 10 | 6 | [7 empty] | PS06 790mm | 1249 | 1249 |  | MCB 16-WAY 160A |  |  | 755.68
KVX | KSA | PSU | BRIDGEND 205 | 810 | 457.32 | upto 12kW | 648.12 | 608 | 3000 | EL18FLO |  | 3000-S | 1242.84 | 845.25 | AMEREX |  | 6900 | UVR6S-11 6.6 M³/s | UVR6S-11 | 8069.72 | 6236 | 6 | S | 11 | 6.6 |  |  |  | CANOPY COMPONENTS | EXTRACT PLENUM |  |  | PS07 790mm | 1502 | 1265 |  | MCB 18-WAY 160A |  |  | 815.09
KVX-M | KSA | PSU | BRIDLINGTON 244 | 598 | 531.48 | upto 24kW | 843.42 | 795 | 1000 | LED STRIP L6 |  | 1000-D | 1039.77 | 895.65 | OTHER |  | 7145 | UVR6S-12 7.2 M³/s | UVR6S-12 | 8774.65 | 6794 | 6 | S | 12 | 7.2 |  |  |  | SUPERVISOR | LHC-2-MU1 + VV1 | 214 | 124.762 | PS08 790mm | 1740 | 1503 |  | MCB 24-WAY 160A |  |  | 1065.57
KVI | KSA | PSU | BRIGHTON 68 | 450 | 173.04 | upto 30kW | 1158.5 | 1092 | 1250 | LED STRIP L6 |  | 1500-D | 1208.64 | 1036.35 |  |  |  | UVR6L-1 1.2 M³/s | UVR6L-1 | 1059.76 | 709 | 6 | L | 1 | 1.2 |  |  |  | ICM CABLE (3M OR 5M) | 1 PER SECTION | 1.95 | 1.177 | PS09 790mm | 1887 | 1650 |  | MCB 4-WAY 250A |  |  | 659.47
KVF | KSA | PSU | BRISTOL 157 | 565 | 346.08 | upto 36kW | 1171.23 | 1104 | 1500 | LED STRIP L6 |  | 2000-D | 1723.32 | 1166.55 |  | 2024-10-01 |  | UVR6L-2 2.4 M³/s | UVR6L-2 | 1805.45 | 1334 | 6 | L | 2 | 2.4 | [5 empty] | 0 | 1.07 | PS10 790mm | 1967 | 1888 |  | MCB 6-WAY 250A |  |  | 685.18
UVX | KSA | PSU | BUCKINGHAMSHIRE 109 | 400 | 210.12 | upto 42kW | 1257.17 | 1185 | 1750 | LED STRIP L12 |  | 2500-D | 1769.36 | 1256.85 | TANK INSTALL |  |  | UVR6L-3 3.6 M³/s | UVR6L-3 | 2551.14 | 1958 | 6 | L | 3 | 3.6 |  |  |  | NTC-4 SENSOR | 1 PER SECTION | 6.82 | 4.815 |  |  |  |  | MCB 8-WAY 250A |  |  | 695.97
UVX-M | KSA | PSU | BURNLEY 296 | 634 | 543.84 |  |  |  | 2000 | LED STRIP L12 |  | 3000-D | 2010.77 | 1503.6 | 1 TANK | 700 |  | UVR6L-4 4.8 M³/s | UVR6L-4 | 3296.83 | 2583 | 6 | L | 4 | 4.8 |  |  |  | LIR-2 SENSOR | 1 PER SECTION | 129.09 | 89.3236 | HEPA FILTERS |  |  |  | MCB 16-WAY 250A |  |  | 735.33
UVI | KSA | PSU | BURTON UPON TRENT 175 | 565 | 346.08 |  |  |  | 2250 | LED STRIP L12 |  |  |  |  | 1 TANK DISTANCE | 930 |  | UVR6L-5 6.0 M³/s | UVR6L-5 | 4042.52 | 3207 | 6 | L | 5 | 6 |  |  |  | MOTORISED DAMPER | 600/400 X 300MM 1 PER SPIGOT | 386.06 | 244.281 | Size | 0 | 0 |  | MCB 16-WAY 250A |  |  | 855.54
UVF | KSA | PSU | BURY ST EDMUNDS 98 | 385 | 222.48 |  |  |  | 2500 | LED STRIP L18 |  |  |  |  | 2 TANK | 1250 |  | UVR6L-6 7.2 M³/s | UVR6L-6 | 4788.21 | 3831 | 6 | L | 6 | 7.2 |  |  |  | HFA CIRC. DAMPER | 250MM DIAMETER | 281.44 | 243.96 | PS01 600mm | 1859.6 | 929 |  | MCB 18-WAY 250A |  |  | 914.95
UV-C POD | KSA | PSU | CAMBRIDGE 85 | 430 | 210.12 |  |  |  | 2750 | LED STRIP L18 |  | EXTRAS | 0 | 0 | 2 TANK DISTANCE | 1480 |  | UVR6L-7 8.4 M³/s | UVR6L-7 | 5533.9 | 4458 | 6 | L | 7 | 8.4 |  |  |  | HFR RECT. DAMPER | 315MM INLET 500X400 OUTLET | 314.75 | 272.85 | PS02 600mm | 1647.2 | 1298 |  | MCB 24-WAY 250A |  |  | 1165.43
CMWI | WW PODS | PSU | CANNOCK 175 | 615 | 358.44 |  |  |  | 3000 | LED STRIP L18 |  | CMW PIPEWORK HWS/CWS |  |  | 3 TANK | 1800 |  | UVR6L-8 9.6 M³/s | UVR6L-8 | 6279.59 | 5082 | 6 | L | 8 | 9.6 | [7 empty] | PS03 600mm | 1670 | 1670 | [5 empty] | 290.46
CMWF | WW PODS | PSU | CANTERBURY 30 | 325 | 123.6 | [9 empty] | 3 TANK DISTANCE | 2160 |  | UVR6L-9 10.8 M³/s | UVR6L-9 | 7025.28 | 5708 | 6 | L | 9 | 10.8 | [7 empty] | PS04 600mm | 1854 | 1854 |  | REMOTE RCD & HOUSING |  |  | 143.14 | 500.58
CXW | GRILLE | J BOX | CARDIFF 192 | 635 | 420.24 | [9 empty] | 4 TANK | 2100 |  | UVR6L-10 12.0 M³/s | UVR6L-10 | 7770.97 | 6332 | 6 | L | 10 | 12 |  |  |  | CANOPY COMPONENTS | EXTRACT PLENUM |  |  | PS05 600mm | 2221 | 2221 | [5 empty] | 51.5
CXW-M | GRILLE | J BOX | CARLISLE 356 | 1050 | 692.16 | [9 empty] | 4 TANK DISTANCE | 2460 |  | UVR6L-11 13.2 M³/s | UVR6L-11 | 8516.66 | 6957 | 6 | L | 11 | 13.2 | [6 empty] | 243.96 | PS06 600mm | 2397 | 2397 |  | SHUNT TRIP + KO |  |  | 51.5 | 36.05
KVV | NF | J BOX | CARMARTHEN 252 | 840 | 543.84 | [9 empty] | 5 TANK | 2550 |  | UVR6L-12 14.4 M³/s | UVR6L-12 | 9262.35 | 7581 | 6 | L | 12 | 14.4 | [6 empty] | 0 | PS07 600mm | 3079 | 2899 |  | ADDITIONAL KO |  |  | 36.05 | 65.92
PSU | PSU |  | CHELMSFORD 51 | 350 | 160.68 | [9 empty] | 5 TANK DISTANCE | 3230 |  | UVR8S-1 0.8 M³/s | UVR8S-1 | 1161.34 | 708 | 8 | S | 1 | 0.8 | [6 empty] | 271.78 | PS08 600mm | 3331 | 3151 |  | ISO/ OUTLET (NO MCB)
|  |  | CHELTENHAM 148 | 510 | 346.08 | [9 empty] | 6 TANK | 2550 |  | UVR8S-2 1.6 M³/s | UVR8S-2 | 2008.61 | 1332 | 8 | S | 2 | 1.6 | [6 empty] | 118.77 | PS09 600mm | 3747 | 3567
|  |  | CHESTER 268 | 840 | 469.68 | [9 empty] | 6 TANK DISTANCE | 3230 |  | UVR8S-3 2.4 M³/s | UVR8S-3 | 2855.88 | 1955 | 8 | S | 3 | 2.4 | [6 empty] | 0 | PS10 600mm | 4009 | 3949 |  | 16 AMP 1-PH ISO/OUTLET(NO MCB) |  |  | 91.61
|  |  | COVENTRY 146 | 525 | 389.34 | [12 empty] | UVR8S-4 3.2 M³/s | UVR8S-4 | 3703.15 | 2579 | 8 | S | 4 | 3.2 | [6 empty] | 0 |  |  |  |  | 32 AMP 1-PH ISO/OUTLET(NO MCB) |  |  | 102.1
|  |  | CHIPPENHAM 136 | 510 | 333.72 | [12 empty] | UVR8S-5 4.0 M³/s | UVR8S-5 | 4550.42 | 3202 | 8 | S | 5 | 4 |  |  |  | MOTORISED DAMPERS |  |  |  | HEAT RECLAIM COIL |  |  |  | 16 AMP 3-PH ISO/OUTLET(NO MCB) |  |  | 96.51
|  |  | COLCHESTER 78 | 400 | 302.82 | [12 empty] | UVR8S-6 4.8 M³/s | UVR8S-6 | 5397.69 | 3827 | 8 | S | 6 | 4.8 |  |  |  | UKV RECT DAMPER | 0.440M3/S - 1.600M3/S | 366 | 355.1437 | Size | 0 | 0 |  | 32 AMP 3-PH ISO/OUTLET(NO MCB) |  |  | 113.65
|  |  | CORBY 128 | 410 | 852.84 | [12 empty] | UVR8S-7 5.6 M³/s | UVR8S-7 | 6244.96 | 4433 | 8 | S | 7 | 5.6 |  |  |  | UKV RECT DAMPER | 0.528M3/S - 1.920M3/S | 376 | 365.1696 | PS01 600mm | 1970.6 | 1040 |  | 63 AMP 3-PH ISO/OUTLET(NO MCB) |  |  | 202.89
|  |  | DARTMOUTH 245 | 840 | 599.46 | [12 empty] | UVR8S-8 6.4 M³/s | UVR8S-8 | 7092.23 | 5074 | 8 | S | 8 | 6.4 |  |  |  | UKV RECT DAMPER | 0.616M3/S - 2.240M3/S | 389 | 377.9133 | PS02 600mm | 1713.2 | 1364 |  | 125 AMP 3-PH ISO/OUTLET(NO MCB) |  |  | 435.22
|  |  | DERBY 178 | 600 | 346.08 | [12 empty] | UVR8S-9 7.2 M³/s | UVR8S-9 | 7939.5 | 5697 | 8 | S | 9 | 7.2 |  |  |  | UKV RECT DAMPER | 0.880M3/S - 3.200M3/S | 454 | 440.7437 | PS03 600mm | 1627 | 1627
[5 empty] | 389.34 | [12 empty] | UVR8S-10 8.0 M³/s | UVR8S-10 | 8786.77 | 6322 | 8 | S | 10 | 8 |  |  |  | UKV RECT DAMPER | 1.100M3/S - 4.000M3/S | 488 | 473.5285 | PS04 600mm | 1991 | 1991 |  | ISO / OUTLET (MCB) |  |  |  | 71.07 | Size factor
|  |  | DONCASTER 203 | 810 | 432.6 | [12 empty] | UVR8S-11 8.8 M³/s | UVR8S-11 | 9634.04 | 6946 | 8 | S | 11 | 8.8 |  |  |  | UKV RECT DAMPER | 1.760M3/S - 6.400M3/S | 538 | 521.7962 | PS05 600mm | 2323 | 2323
|  |  | DORCHESTER 160 | 525 | 333.72 | [12 empty] | UVR8S-12 9.6 M³/s | UVR8S-12 | 10481.31 | 7569 | 8 | S | 12 | 9.6 |  |  |  | UKV RECT DAMPER | 1.760M3/S - 6.400M3/S | 568 | 551.8418 | PS06 600mm | 2619 | 2619 |  | 16 AMP 1-PH ISO/OUTLET(MCB) |  |  | 196.03 |  | 0.33
KVI-LL | KSA |  | DORKING 46 | 305 | 160.68 | [12 empty] | UVR8L-1 1.6 M³/s | UVR8L-1 | 1193.06 | 778 | 8 | L | 1 | 1.6 | [7 empty] | PS07 600mm | 3355 | 3175 |  | 32 AMP 1-PH ISO/OUTLET(MCB) |  |  | 200.35 |  | 0.33
UVI-LL | KSA |  | DOVER 45 | 325 | 148.32 | [12 empty] | UVR8L-2 3.2 M³/s | UVR8L-2 | 2027.05 | 1473 | 8 | L | 2 | 3.2 | [7 empty] | PS08 600mm | 3932 | 3752 |  | 16 AMP 3-PH ISO/OUTLET(MCB + VIGI) |  |  | 326.67 |  | 2
CMW-I-MUAP | WW PODS |  | DUNDEE 499 | 1615 | 988.8 | [12 empty] | UVR8L-3 4.8 M³/s | UVR8L-3 | 2951.04 | 2167 | 8 | L | 3 | 4.8 |  |  |  | DELIVER & INSTALLATION |  |  |  | PS09 600mm | 4244 | 4064 |  | 32 AMP 3-PH ISO/OUTLET(MCB + VIGI) |  |  | 342.4 |  | 2
CV-I-MUAP | CENTREX |  | DURHAM 299 | 915 | 599.46 | [12 empty] | UVR8L-4 6.4 M³/s | UVR8L-4 | 3830.03 | 2864 | 8 | L | 4 | 6.4 |  |  |  | PROGRAMMING | 4HRS | 120 | 390 | PS10 600mm | 4909 | 4849 |  | 63 AMP 3-PH ISO/OUTLET(MCB) |  |  | 293.79 |  | 1
CV-W-MUAP | CENTREX |  | EASTBOURNE 57 | 455 | 154.5 | [12 empty] | UVR8L-5 8.0 M³/s | UVR8L-5 | 4709.02 | 3557 | 8 | L | 5 | 8 |  |  |  | WORKSHOP INSTALL | 4HRS PER SECTION | 120 | 37.8 |  |  |  |  | 125 AMP 3-PH ISO/OUTLET(MCB) |  |  | 874.54 |  | 1
|  |  | EASTLEIGH 109 | 400 | 259.56 | [12 empty] | UVR8L-6 9.6 M³/s | UVR8L-6 | 5588.01 | 4251 | 8 | L | 6 | 9.6 |  |  |  | SITE INSTALLATION | 4 SECTIONS PER DAY | 550 | 410 | CARBON FILTERS |  |  |  | 16 AMP 3-PH ISO/OUTLET(MCB + RCD) |  |  | 331.17 |  | 1
|  |  | EDINBURGH 428 | 1386 | 865.2 | [12 empty] | UVR8L-7 11.2 M³/s | UVR8L-7 | 6467 | 4946 | 8 | L | 7 | 11.2 |  |  |  | CONSUMABLES | PER SYSTEM | 120 | 105 | Size | 0 | 0 |  | 32 AMP 3-PH ISO/OUTLET(MCB + RCD) |  |  | 346.9 |  | 1
|  |  | ENFIELD 49 | 350 | 160.68 | [12 empty] | UVR8L-8 12.8 M³/s | UVR8L-8 | 7345.99 | 5641 | 8 | L | 8 | 12.8 |  |  |  | 1st TEST & COMMISSION | 4 SECTIONS PER DAY | 423 | 410 | PS01 800mm | 2458.8 | 1218
|  |  | EXETER 205 | 810 | 444.96 | [12 empty] | UVR8L-9 14.4 M³/s | UVR8L-9 | 8224.98 | 6335 | 8 | L | 9 | 14.4 |  |  |  | 2nd TEST & COMMISSION | 1 DAY PER SYSTEM | 423 | 410 | PS02 800mm | 2326.6 | 1861
|  |  | EXMOUTH 207 | 810 | 444.96 | [12 empty] | UVR8L-10 16.0 M³/s | UVR8L-10 | 9103.97 | 7030 | 8 | L | 10 | 16 | [7 empty] | PS03 800mm | 2482 | 2482 |  | 3-PHASE ISOLATOR/OUTLET |  |  |  | 63.86
|  |  | FELIXSTOWE 103 | 400 | 148.32 | [12 empty] | UVR8L-11 17.6 M³/s | UVR8L-11 | 9982.96 | 7724 | 8 | L | 11 | 17.6 | [7 empty] | PS04 800mm | 3045 | 3045 | [5 empty] | 72.1
|  |  | GATWICK 44 | 305 | 160.68 | [12 empty] | UVR8L-12 19.2 M³/s | UVR8L-12 | 10861.95 | 8419 | 8 | L | 12 | 19.2 | [7 empty] | PS05 800mm | 4062 | 4062 | [5 empty] | 128.75
|  |  | GLASGOW 456 | 1500 | 852.84 | [27 empty] | PS06 800mm | 4134 | 4134 | [5 empty] | 144.2
|  |  | GLASTONBURY 164 | 565 | 333.72 | [27 empty] | PS07 800mm | 5840 | 5600 | [5 empty] | 83.43
|  |  | GLOUCESTER 151 | 515 | 346.08 | [27 empty] | PS08 800mm | 6018 | 5778 | [5 empty] | 88.58
|  |  | GRANTHAM 143 | 535 | 346.08 | [27 empty] | PS09 800mm | 7528 | 7288 | [5 empty] | 97.85
|  |  | GREAT YARMOUTH 147 | 535 | 321.36 | [27 empty] | PS10 800mm | 7886 | 7806 | [5 empty] | 108.15
|  |  | GRIMSBY 215 | 815 | 426.42 | [35 empty] | 159.65
|  |  | GUILDFORD 59 | 325 | 185.4 | [27 empty] | FAN SECTION | [7 empty] | 180.25
|  |  | HARLOW 47 | 325 | 173.04 | [27 empty] | Size | 0 | 0 |  | RING MAIN |  | INC 2NO SSO | 85.49 | 85.49
|  |  | HARROGATE 236 | 840 | 525.3 | [27 empty] | PS01 1260mm | 2084.426 | 1889 | 210 | ADDITIONAL SSO |  |  | 38.11 | 38.11
|  |  | HARTLEPOOL 286 | 887 | 568.56 | [27 empty] | PS02 1560mm | 3049.92 | 2142 | 210 | BS 6173 CT1750 |  | GAS INTERLOCK EX-WORKS | 789 | 463.5
|  |  | HASTINGS 40 | 420 | 148.32 | [27 empty] | PS03 1560mm | 2980 | 2980 | 210 | RING MAIN |  | INC 2NO SSO WITH MCB | 138.02 | 138.02
|  |  | HEXHAM 325 | 1000 | 197.76 | [27 empty] | PS04 1560mm | 3464 | 3464 | 210 | GAS (MF MECH)
|  |  | HEREFORD 184 | 685 | 407.88 | [27 empty] | PS05 1560mm | 4074 | 4074 | 281 | GAS MANIFOLD |  | 50MM UP TO 6M | 398.62 | 375.95
|  |  | HIGH WYCOMBE 80 | 365 | 210.12 | [27 empty] | PS06 1560mm | 4380 | 4380 | 281 | GAS MANIFOLD |  | 40MM UP TO 6M | 335.32 | 333.72
|  |  | HIGHBRIDGE 187 | 615 | 370.8 | [27 empty] | PS07 1560mm | 5934 | 5466 | 410 | GAS MANIFOLD |  | 32MM UP TO 6M | 324.94 | 297.67
|  |  | HOLYHEAD 347 | 1135 | 642.72 | [27 empty] | PS08 2060mm | 6862 | 6244 | 410 | GAS MANIFOLD |  | 25MM UP TO 6M | 284.77 | 262.65
|  |  | HONITON 190 | 615 | 383.16 | [27 empty] | PS09 2060mm | 7269 | 6651 | 410 | GAS CONNECTION |  | 15MM | 66.36 | 33.99
|  |  | HORSHAM 55 | 325 | 173.04 | [27 empty] | PS10 2060mm | 7009 | 6803 | 466 | GAS CONNECTION |  | 20MM | 72.11 | 38.11
|  |  | HOUNSLOW 55 | 325 | 173.04 | [31 empty] | GAS CONNECTION |  | 25MM | 68.42 | 40.17
|  |  | HUDDERSFIELD 239 | 855 | 494.4 | [27 empty] | ACCESS SECTION |  |  |  | GAS CONNECTION |  | 32MM | 103.53 | 47.38
|  |  | HULL 247 | 845 | 469.68 | [27 empty] | Size | 0 | 0 |  | GAS SOLONOID VALVE |  | 25MM | 75.72 | 75.72
|  |  | HUNTINGDON 94 | 374 | 210.12 | [27 empty] | PS01 600mm | 1419.6 | 489 |  | GAS SOLONOID VALVE |  | 32MM | 99.89 | 99.89
|  |  | INVERNESS 619 | 1955 | 1186.56 | [27 empty] | PS02 600mm | 923.2 | 574 |  | GAS SOLONOD VALVE |  | 40MM | 129.78 | 129.78
|  |  | IPSWICH 94 | 385 | 210.12 | [27 empty] | PS03 600mm | 612 | 612 |  | GAS SOLONOID VALVE |  | 50MM | 148.32 | 148.32
|  |  | IRELAND | application | 1539.85 | [27 empty] | PS04 600mm | 641 | 641 |  | WATER (MF MECH)
|  |  | KENDAL 321 | 1135 | 655.08 | [27 empty] | PS05 600mm | 698 | 698 |  | CWS MANIFOLD |  | 28MM UP TO 6M | 289.64 | 292.52
|  |  | KETTERING 127 | 410 | 259.56 | [27 empty] | PS06 600mm | 747 | 747 |  | CWS MANIFOLD |  | 22MM UP TO 6M | 249.13 | 187.46
|  |  | KIDDERMINSTER 179 | 587 | 395.52 | [27 empty] | PS07 600mm | 986 | 806 |  | CWS MANIFOLD |  | 15MM UP TO 6M | 139.16 | 124.63
|  |  | KILMARNOCK 449 | 1135 | 877.56 | [27 empty] | PS08 600mm | 1029 | 849 |  | HWS MANIFOLD |  | 22/15MM UP TO 6M | 308.86 | 245.14
|  |  | KINGSTON UPON HULL 220 | 546 | 469.68 | [27 empty] | PS09 600mm | 1166 | 986 |  | WATER CONNECTION |  | 15MM | 73.04 | 36.05
|  |  | KINGSTON UPON THAMES 52 | 325 | 173.04 | [27 empty] | PS10 600mm | 1176 | 1116 |  | WATER CONNECTION |  | 22MM | 76.4 | 40.17
|  |  | LANCASTER 290 | 890 | 568.56 | [31 empty] | WATER CONNECTION |  | 28MM | 88.35 | 108.15
|  |  | LAUNCESTON 251 | 855 | 494.4 | [27 empty] | ESP SECTION |  |  |  | INSULATION |  | PER METRE | 15.45 | 15.45
|  |  | LEAMINGTON SPA 146 | 510 | 309 | [27 empty] | Size | 0 | 0 |  | TAPS (FAUCETS) |  | DIE-PAT | 88 | 103
|  |  | LEEDS 231 | 835 | 494.4 | [27 empty] | PS01 800mm | 2943.35 | 2012.75 |  |  |  |  | 0
|  |  | LEICESTER 151 | 600 | 309 | [27 empty] | PS02 800mm | 3228.99 | 2879.79 |  | CRATING |  |  | 110 | 65
[5 empty] | 309 | [27 empty] | PS03 940mm | 3954.67 | 3954.67 |  | DELIVERY C/W CANOPY |  | SELECT LOCATION… | 0 | 0
|  |  | LEIGH ON SEA 45 | 325 | 160.68 | [27 empty] | PS04 940mm | 4528.53 | 4528.53 |  | INSTALLATION |  | CARCASS | 550 | 500
|  |  | LEWISHAM 29 | 325 | 173.04 | [27 empty] | PS05 940mm | 5561.68 | 5561.68 |  | INSTALLATION |  | M&E SERVICES | 550 | 500
|  |  | LINCOLN 179 | 615 | 358.44 | [27 empty] | PS06 940mm | 6117.01 | 6117.01 |  | OVERNIGHT |  |  | 0 | 175
[5 empty] | 383.16 | [27 empty] | PS07 940mm | 7778.81 | 7598.81 |  | CONSUMABLES |  |  | 0 | 55
|  |  | LIVERPOOL 258 | 845 | 512.94 | [27 empty] | PS08 940mm | 8573.45 | 8393.45 |  | SITE LIVE TEST |  | OPTION | 604 | 410
|  |  | LLANDUDNO 309 | 1135 | 543.84 | [27 empty] | PS09 940mm | 10205.48 | 10025.48
|  |  | LONDON in FORS GOLD(varies) | 330 | 173.04 | [27 empty] | PS10 940mm | 11206.62 | 11146.62
|  |  | LUTON 80 | 365 | 210.12
|  |  | MABLETHORPE 182 | 615 | 383.16
|  |  | MACCLESFIELD 244 | 855 | 494.4
|  |  | MANCHESTER 251 | 855 | 494.4
|  |  | MARGATE 46 | 325 | 148.32
|  |  | MIDDLESBROUGH 286 | 895 | 568.56
|  |  | MILFORD HAVEN 289 | 887 | 605.64
|  |  | MILTON KEYNES 101 | 390 | 234.84
|  |  | MORPETH 327 | 990 | 593.28
|  |  | NANTWICH 232 | 855 | 469.68
|  |  | NEWBURY 101 | 374 | 234.84
|  |  | NEWCASTLE 308 | 970 | 618
|  |  | NEWPORT 178 | 587 | 401.7
|  |  | NEWQUAY 178 | 887 | 580.92
290.46
|  |  | NORTHAMPTON 116 | 400 | 259.56
|  |  | NORTHUMBERLAND 341 | 1135 | 692.16
|  |  | NORWICH 136 | 520 | 290.46
|  |  | NOTTINGHAM 177 | 615 | 346.08
|  |  | OKEHAMPTON 232 | 855 | 494.4
|  |  | OXFORD 106 | 400 | 247.2
|  |  | PENRITH 316 | 970 | 655.08
|  |  | PENZANCE 318 | 970 | 630.36
|  |  | PERTH 477 | 1135 | 939.36
|  |  | PETERBOROUGH 124 | 510 | 247.2
|  |  | PETERSFIELD 87 | 451 | 247.2
|  |  | PETWORTH 71 | 451 | 185.4
|  |  | PLYMOUTH 247 | 840 | 494.4
|  |  | PONTEFRACT 221 | 855 | 473.8
|  |  | POOLE 144 | 510 | 309
|  |  | PORTSMOUTH 102 | 395 | 216.3
|  |  | READING 88 | 385 | 210.12
|  |  | REIGATE 39 | 325 | 160.68
|  |  | RINGWOOD 130 | 510 | 284.28
|  |  | ROSS-ON-WYE 171 | 587 | 370.8
|  |  | ROTHERHAM 203 | 546 | 426.42
|  |  | SALISBURY 120 | 495 | 259.56
|  |  | SCARBOROUGH 277 | 887 | 568.56
|  |  | SCUNTHORPE 204 | 810 | 432.6
|  |  | SHEFFIELD 205 | 810 | 426.42
|  |  | SHREWSBURY 207 | 810 | 420.24
|  |  | SHROPSHIRE 218 | 855 | 420.24
|  |  | SLOUGH 72 | 374 | 185.4
|  |  | SOUTH SHIELDS 310 | 1135 | 618
|  |  | SOUTHAMPTON 112 | 400 | 259.56
|  |  | SOUTHEND 52 | 350 | 160.68
|  |  | SOUTHPORT 279 | 887 | 531.48
|  |  | SPALDING 143 | 515 | 309
|  |  | ST ALBANS 62 | 335 | 970.26
|  |  | ST IVES 317 | 980 | 247.2
|  |  | STAFFORD 187 | 690 | 420.24
|  |  | STAINES 61 | 335 | 185.4
|  |  | STEVENAGE 72 | 365 | 210.12
|  |  | STIRLING 445 | 1135 | 852.84
|  |  | STOCKPORT 257 | 855 | 494.4
|  |  | STOCKTON 278 | 887 | 494.4
|  |  | STOKE-ON-TRENT 205 | 810 | 420.24
|  |  | STRATFORD UPON AVON 151 | 510 | 296.64
|  |  | SUNDERLAND 309 | 965 | 599.46
|  |  | SWANSEA 229 | 750 | 488.22
|  |  | SWINDON 121 | 510 | 271.92
|  |  | TAMWORTH 180 | 587 | 346.08
|  |  | TAUNTON 185 | 615 | 383.16
|  |  | TELFORD 193 | 615 | 401.7
|  |  | TILBURY 34 | 325 | 457.32
|  |  | TORQUAY 227 | 855 | 611.82
|  |  | TUNBRIDGE WELLS 26 | 325 | 154.5
|  |  | UXBRIDGE 74 | 365 | 185.4
|  |  | WAKEFIELD 214 | 855 | 482.04
|  |  | WARMINSTER 137 | 510 | 302.82
|  |  | WARWICK 148 | 535 | 494.4
|  |  | WATFORD 67 | 365 | 173.04
|  |  | WELSHPOOL 238 | 855 | 469.68
|  |  | WEMBLEY 55 | 355 | 185.4
|  |  | WEYMOUTH 173 | 587 | 333.72
|  |  | WHITBY 282 | 887 | 568.56
|  |  | WIGAN 252 | 850 | 519.12
333.72
|  |  | WINCANTON 149 | 510 | 302.82
|  |  | WINCHESTER 100 | 405 | 259.56
|  |  | WOKING 60 | 365 | 185.4
|  |  | WOLVERHAMPTON 175 | 610 | 333.72
|  |  | WORCESTER 160 | 595 | 395.52
|  |  | WREXHAM 250 | 855 | 444.96
|  |  | YEOVIL 163 | 560 | 333.72
|  |  | YORK 243 | 845 | 525.3
Note on AV110: Simon Still: 1/2inch single tap wall mounted c/w 24inch dbl swing

## CC (hidden)
TYPE | LENGTH | WIDTH | CODE | TOTAL COST | LABOUR | WORKSHOP | EXTRACT PLENUM | BODY | KVV BODY | CX-W BODY | FRONT PLENUM | FRONT PANEL | MUAP PERF | INSULATION | UV DOOR | PRESSURE TAP | DRAWER | DAMPERS | CJ FAN | MUA SPIGOT | DIFFUSER | LIGHT ROOF | ANCILLARIES | DETERGENT | MECHANICAL | ELECTRICAL | ENCLOSURE | PUMP | END PANEL
UVX | 1000 | 1000 | UVX10001000 | 926.4497 | 16 | 480 | 160.993 |  |  |  |  | 79.8459 |  |  | 29.6619 | 2.16 | 8.3986 | 16.2553 |  |  |  | 40.308 | [6 empty] | 108.827
UVX | 1250 | 1000 | UVX12501000 | 996.7364 | 16 | 480 | 201.2412 |  |  |  |  | 99.8074 |  |  | 29.6619 | 2.16 | 8.3986 | 16.2553 |  |  |  | 50.385 | [6 empty] | 108.827 | PRICE INCREASE
UVX | 1500 | 1000 | UVX15001000 | 1067.0231 | 16 | 480 | 241.4894 |  |  |  |  | 119.7688 |  |  | 29.6619 | 2.16 | 8.3986 | 16.2553 |  |  |  | 60.4621 | [6 empty] | 108.827 | DATE | %
UVX | 1750 | 1000 | UVX17501000 | 1137.3098 | 16 | 480 | 281.7377 |  |  |  |  | 139.7303 |  |  | 29.6619 | 2.16 | 8.3986 | 16.2553 |  |  |  | 70.5391 | [6 empty] | 108.827 | 2017 | 3% | ALL COSTS
UVX | 2000 | 1000 | UVX20001000 | 1216.6457 | 16 | 480 | 321.9859 |  |  |  |  | 159.6918 |  |  | 38.7111 | 2.16 | 8.3986 | 16.2553 |  |  |  | 80.6161 | [6 empty] | 108.827
UVX | 2250 | 1000 | UVX22501000 | 1346.9325 | 18 | 540 | 362.2342 |  |  |  |  | 179.6532 |  |  | 38.7111 | 2.16 | 8.3986 | 16.2553 |  |  |  | 90.6931 | [6 empty] | 108.827
UVX | 2500 | 1000 | UVX25001000 | 1417.2192 | 18 | 540 | 402.4824 |  |  |  |  | 199.6147 |  |  | 38.7111 | 2.16 | 8.3986 | 16.2553 |  |  |  | 100.7701 | [6 empty] | 108.827
UVX | 2750 | 1000 | UVX27501000 | 1487.5059 | 18 | 540 | 442.7306 |  |  |  |  | 219.5762 |  |  | 38.7111 | 2.16 | 8.3986 | 16.2553 |  |  |  | 110.8471 | [6 empty] | 108.827
UVX | 3000 | 1000 | UVX30001000 | 1557.7926 | 18 | 540 | 482.9789 |  |  |  |  | 239.5377 |  |  | 38.7111 | 2.16 | 8.3986 | 16.2553 |  |  |  | 120.9241 | [6 empty] | 108.827
UVX | 1000 | 1250 | UVX10001250 | 926.4497 | 16 | 480 | 160.993 |  |  |  |  | 79.8459 |  |  | 29.6619 | 2.16 | 8.3986 | 16.2553 |  |  |  | 40.308 | [6 empty] | 108.827
UVX | 1250 | 1250 | UVX12501250 | 996.7364 | 16 | 480 | 201.2412 |  |  |  |  | 99.8074 |  |  | 29.6619 | 2.16 | 8.3986 | 16.2553 |  |  |  | 50.385 | [6 empty] | 108.827
UVX | 1500 | 1250 | UVX15001250 | 1067.0231 | 16 | 480 | 241.4894 |  |  |  |  | 119.7688 |  |  | 29.6619 | 2.16 | 8.3986 | 16.2553 |  |  |  | 60.4621 | [6 empty] | 108.827
UVX | 1750 | 1250 | UVX17501250 | 1137.3098 | 16 | 480 | 281.7377 |  |  |  |  | 139.7303 |  |  | 29.6619 | 2.16 | 8.3986 | 16.2553 |  |  |  | 70.5391 | [6 empty] | 108.827
UVX | 2000 | 1250 | UVX20001250 | 1216.6457 | 16 | 480 | 321.9859 |  |  |  |  | 159.6918 |  |  | 38.7111 | 2.16 | 8.3986 | 16.2553 |  |  |  | 80.6161 | [6 empty] | 108.827
UVX | 2250 | 1250 | UVX22501250 | 1286.9325 | 16 | 480 | 362.2342 |  |  |  |  | 179.6532 |  |  | 38.7111 | 2.16 | 8.3986 | 16.2553 |  |  |  | 90.6931 | [6 empty] | 108.827
UVX | 2500 | 1250 | UVX25001250 | 1417.2192 | 18 | 540 | 402.4824 |  |  |  |  | 199.6147 |  |  | 38.7111 | 2.16 | 8.3986 | 16.2553 |  |  |  | 100.7701 | [6 empty] | 108.827
UVX | 2750 | 1250 | UVX27501250 | 1487.5059 | 18 | 540 | 442.7306 |  |  |  |  | 219.5762 |  |  | 38.7111 | 2.16 | 8.3986 | 16.2553 |  |  |  | 110.8471 | [6 empty] | 108.827
UVX | 3000 | 1250 | UVX30001250 | 1557.7926 | 18 | 540 | 482.9789 |  |  |  |  | 239.5377 |  |  | 38.7111 | 2.16 | 8.3986 | 16.2553 |  |  |  | 120.9241 | [6 empty] | 108.827
UVX | 1000 | 1500 | UVX10001500 | 971.3999 | 16 | 480 | 160.993 |  |  |  |  | 79.8459 |  |  | 29.6619 | 2.16 | 8.3986 | 16.2553 |  |  |  | 58.0516 | [6 empty] | 136.0337
UVX | 1250 | 1500 | UVX12501500 | 1046.1225 | 16 | 480 | 201.2412 |  |  |  |  | 99.8074 |  |  | 29.6619 | 2.16 | 8.3986 | 16.2553 |  |  |  | 72.5645 | [6 empty] | 136.0337
UVX | 1500 | 1500 | UVX15001500 | 1120.8451 | 16 | 480 | 241.4894 |  |  |  |  | 119.7688 |  |  | 29.6619 | 2.16 | 8.3986 | 16.2553 |  |  |  | 87.0774 | [6 empty] | 136.0337
UVX | 1750 | 1500 | UVX17501500 | 1195.5677 | 16 | 480 | 281.7377 |  |  |  |  | 139.7303 |  |  | 29.6619 | 2.16 | 8.3986 | 16.2553 |  |  |  | 101.5902 | [6 empty] | 136.0337
UVX | 2000 | 1500 | UVX20001500 | 1279.3396 | 16 | 480 | 321.9859 |  |  |  |  | 159.6918 |  |  | 38.7111 | 2.16 | 8.3986 | 16.2553 |  |  |  | 116.1031 | [6 empty] | 136.0337
UVX | 2250 | 1500 | UVX22501500 | 1414.0622 | 18 | 540 | 362.2342 |  |  |  |  | 179.6532 |  |  | 38.7111 | 2.16 | 8.3986 | 16.2553 |  |  |  | 130.616 | [6 empty] | 136.0337
UVX | 2500 | 1500 | UVX25001500 | 1488.7848 | 18 | 540 | 402.4824 |  |  |  |  | 199.6147 |  |  | 38.7111 | 2.16 | 8.3986 | 16.2553 |  |  |  | 145.1289 | [6 empty] | 136.0337
UVX | 2750 | 1500 | UVX27501500 | 1563.5074 | 18 | 540 | 442.7306 |  |  |  |  | 219.5762 |  |  | 38.7111 | 2.16 | 8.3986 | 16.2553 |  |  |  | 159.6418 | [6 empty] | 136.0337
UVX | 3000 | 1500 | UVX30001500 | 1638.23 | 18 | 540 | 482.9789 |  |  |  |  | 239.5377 |  |  | 38.7111 | 2.16 | 8.3986 | 16.2553 |  |  |  | 174.1547 | [6 empty] | 136.0337
UVX | 1000 | 1750 | UVX10001750 | 1056.5689 | 16 | 480 | 160.993 |  |  |  |  | 79.8459 |  |  | 29.6619 | 2.16 | 8.3986 | 16.2553 |  |  |  | 69.8806 | [6 empty] | 209.3737
UVX | 1250 | 1750 | UVX12501750 | 1134.2487 | 16 | 480 | 201.2412 |  |  |  |  | 99.8074 |  |  | 29.6619 | 2.16 | 8.3986 | 16.2553 |  |  |  | 87.3507 | [6 empty] | 209.3737
UVX | 1500 | 1750 | UVX15001750 | 1211.9286 | 16 | 480 | 241.4894 |  |  |  |  | 119.7688 |  |  | 29.6619 | 2.16 | 8.3986 | 16.2553 |  |  |  | 104.8209 | [6 empty] | 209.3737
UVX | 1750 | 1750 | UVX17501750 | 1298.6577 | 16 | 480 | 281.7377 |  |  |  |  | 139.7303 |  |  | 38.7111 | 2.16 | 8.3986 | 16.2553 |  |  |  | 122.291 | [6 empty] | 209.3737
UVX | 2000 | 1750 | UVX20001750 | 1376.3375 | 16 | 480 | 321.9859 |  |  |  |  | 159.6918 |  |  | 38.7111 | 2.16 | 8.3986 | 16.2553 |  |  |  | 139.7612 | [6 empty] | 209.3737
UVX | 2250 | 1750 | UVX22501750 | 1514.0174 | 18 | 540 | 362.2342 |  |  |  |  | 179.6532 |  |  | 38.7111 | 2.16 | 8.3986 | 16.2553 |  |  |  | 157.2313 | [6 empty] | 209.3737
UVX | 2500 | 1750 | UVX25001750 | 1591.6972 | 18 | 540 | 402.4824 |  |  |  |  | 199.6147 |  |  | 38.7111 | 2.16 | 8.3986 | 16.2553 |  |  |  | 174.7015 | [6 empty] | 209.3737
UVX | 2750 | 1750 | UVX27501750 | 1669.3771 | 18 | 540 | 442.7306 |  |  |  |  | 219.5762 |  |  | 38.7111 | 2.16 | 8.3986 | 16.2553 |  |  |  | 192.1716 | [6 empty] | 209.3737
UVX | 3000 | 1750 | UVX30001750 | 1747.057 | 18 | 540 | 482.9789 |  |  |  |  | 239.5377 |  |  | 38.7111 | 2.16 | 8.3986 | 16.2553 |  |  |  | 209.6418 | [6 empty] | 209.3737
UVX | 1000 | 2000 | UVX10002000 | 1148.8352 | 16 | 480 | 160.993 |  |  |  |  | 79.8459 |  |  | 29.6619 | 2.16 | 8.3986 | 16.2553 |  |  |  | 87.6241 | [6 empty] | 283.8965
UVX | 1250 | 2000 | UVX12502000 | 1230.951 | 16 | 480 | 201.2412 |  |  |  |  | 99.8074 |  |  | 29.6619 | 2.16 | 8.3986 | 16.2553 |  |  |  | 109.5302 | [6 empty] | 283.8965
UVX | 1500 | 2000 | UVX15002000 | 1313.0667 | 16 | 480 | 241.4894 |  |  |  |  | 119.7688 |  |  | 29.6619 | 2.16 | 8.3986 | 16.2553 |  |  |  | 131.4362 | [6 empty] | 283.8965
UVX | 1750 | 2000 | UVX17502000 | 1395.1825 | 16 | 480 | 281.7377 |  |  |  |  | 139.7303 |  |  | 29.6619 | 2.16 | 8.3986 | 16.2553 |  |  |  | 153.3422 | [6 empty] | 283.8965
UVX | 2000 | 2000 | UVX20002000 | 1486.3474 | 16 | 480 | 321.9859 |  |  |  |  | 159.6918 |  |  | 38.7111 | 2.16 | 8.3986 | 16.2553 |  |  |  | 175.2482 | [6 empty] | 283.8965
UVX | 2250 | 2000 | UVX22502000 | 1628.4631 | 18 | 540 | 362.2342 |  |  |  |  | 179.6532 |  |  | 38.7111 | 2.16 | 8.3986 | 16.2553 |  |  |  | 197.1543 | [6 empty] | 283.8965
UVX | 2500 | 2000 | UVX25002000 | 1710.5789 | 18 | 540 | 402.4824 |  |  |  |  | 199.6147 |  |  | 38.7111 | 2.16 | 8.3986 | 16.2553 |  |  |  | 219.0603 | [6 empty] | 283.8965
UVX | 2750 | 2000 | UVX27502000 | 1792.6946 | 18 | 540 | 442.7306 |  |  |  |  | 219.5762 |  |  | 38.7111 | 2.16 | 8.3986 | 16.2553 |  |  |  | 240.9663 | [6 empty] | 283.8965
UVX | 3000 | 2000 | UVX30002000 | 1874.8104 | 18 | 540 | 482.9789 |  |  |  |  | 239.5377 |  |  | 38.7111 | 2.16 | 8.3986 | 16.2553 |  |  |  | 262.8724 | [6 empty] | 283.8965
UVI | 1000 | 1000 | UVI10001000 | 1330.2206 | 19 | 570 | 160.993 |  |  |  | 209.3737 |  |  | 9.97 | 29.6619 | 4.3 | 8.3986 | 16.2553 | 89.33 |  |  | 40.308 | [6 empty] | 191.6301
UVI | 1250 | 1000 | UVI12501000 | 1435.3817 | 19 | 570 | 201.2412 |  |  |  | 261.7171 |  |  | 12.4625 | 29.6619 | 4.3 | 8.3986 | 16.2553 | 89.33 |  |  | 50.385 | [6 empty] | 191.6301
UVI | 1500 | 1000 | UVI15001000 | 1540.5429 | 19 | 570 | 241.4894 |  |  |  | 314.0605 |  |  | 14.955 | 29.6619 | 4.3 | 8.3986 | 16.2553 | 89.33 |  |  | 60.4621 | [6 empty] | 191.6301
UVI | 1750 | 1000 | UVI17501000 | 1654.7533 | 19 | 570 | 281.7377 |  |  |  | 366.4039 |  |  | 17.4475 | 38.7111 | 4.3 | 8.3986 | 16.2553 | 89.33 |  |  | 70.5391 | [6 empty] | 191.6301
UVI | 2000 | 1000 | UVI20001000 | 1759.9144 | 19 | 570 | 321.9859 |  |  |  | 418.7473 |  |  | 19.94 | 38.7111 | 4.3 | 8.3986 | 16.2553 | 89.33 |  |  | 80.6161 | [6 empty] | 191.6301
UVI | 2250 | 1000 | UVI22501000 | 2015.0756 | 24 | 720 | 362.2342 |  |  |  | 471.0907 |  |  | 22.4325 | 38.7111 | 4.3 | 8.3986 | 16.2553 | 89.33 |  |  | 90.6931 | [6 empty] | 191.6301
UVI | 2500 | 1000 | UVI25001000 | 2120.2368 | 24 | 720 | 402.4824 |  |  |  | 523.4341 |  |  | 24.925 | 38.7111 | 4.3 | 8.3986 | 16.2553 | 89.33 |  |  | 100.7701 | [6 empty] | 191.6301
UVI | 2750 | 1000 | UVI27501000 | 2225.3979 | 24 | 720 | 442.7306 |  |  |  | 575.7775 |  |  | 27.4175 | 38.7111 | 4.3 | 8.3986 | 16.2553 | 89.33 |  |  | 110.8471 | [6 empty] | 191.6301
UVI | 3000 | 1000 | UVI30001000 | 2330.5591 | 24 | 720 | 482.9789 |  |  |  | 628.121 |  |  | 29.91 | 38.7111 | 4.3 | 8.3986 | 16.2553 | 89.33 |  |  | 120.9241 | [6 empty] | 191.6301
UVI | 1000 | 1250 | UVI10001250 | 1330.2206 | 19 | 570 | 160.993 |  |  |  | 209.3737 |  |  | 9.97 | 29.6619 | 4.3 | 8.3986 | 16.2553 | 89.33 |  |  | 40.308 | [6 empty] | 191.6301
UVI | 1250 | 1250 | UVI12501250 | 1435.3817 | 19 | 570 | 201.2412 |  |  |  | 261.7171 |  |  | 12.4625 | 29.6619 | 4.3 | 8.3986 | 16.2553 | 89.33 |  |  | 50.385 | [6 empty] | 191.6301
UVI | 1500 | 1250 | UVI15001250 | 1540.5429 | 19 | 570 | 241.4894 |  |  |  | 314.0605 |  |  | 14.955 | 29.6619 | 4.3 | 8.3986 | 16.2553 | 89.33 |  |  | 60.4621 | [6 empty] | 191.6301
UVI | 1750 | 1250 | UVI17501250 | 1654.7533 | 19 | 570 | 281.7377 |  |  |  | 366.4039 |  |  | 17.4475 | 38.7111 | 4.3 | 8.3986 | 16.2553 | 89.33 |  |  | 70.5391 | [6 empty] | 191.6301
UVI | 2000 | 1250 | UVI20001250 | 1759.9144 | 19 | 570 | 321.9859 |  |  |  | 418.7473 |  |  | 19.94 | 38.7111 | 4.3 | 8.3986 | 16.2553 | 89.33 |  |  | 80.6161 | [6 empty] | 191.6301
UVI | 2250 | 1250 | UVI22501250 | 2015.0756 | 24 | 720 | 362.2342 |  |  |  | 471.0907 |  |  | 22.4325 | 38.7111 | 4.3 | 8.3986 | 16.2553 | 89.33 |  |  | 90.6931 | [6 empty] | 191.6301
UVI | 2500 | 1250 | UVI25001250 | 2120.2368 | 24 | 720 | 402.4824 |  |  |  | 523.4341 |  |  | 24.925 | 38.7111 | 4.3 | 8.3986 | 16.2553 | 89.33 |  |  | 100.7701 | [6 empty] | 191.6301
UVI | 2750 | 1250 | UVI27501250 | 2225.3979 | 24 | 720 | 442.7306 |  |  |  | 575.7775 |  |  | 27.4175 | 38.7111 | 4.3 | 8.3986 | 16.2553 | 89.33 |  |  | 110.8471 | [6 empty] | 191.6301
UVI | 3000 | 1250 | UVI30001250 | 2330.5591 | 24 | 720 | 482.9789 |  |  |  | 628.121 |  |  | 29.91 | 38.7111 | 4.3 | 8.3986 | 16.2553 | 89.33 |  |  | 120.9241 | [6 empty] | 191.6301
UVI | 1000 | 1500 | UVI10001500 | 1396.4631 | 19 | 570 | 160.993 |  |  |  | 209.3737 |  |  | 9.97 | 29.6619 | 4.3 | 8.3986 | 16.2553 | 89.33 |  |  | 58.0516 | [6 empty] | 240.1291
UVI | 1250 | 1500 | UVI12501500 | 1506.0601 | 19 | 570 | 201.2412 |  |  |  | 261.7171 |  |  | 12.4625 | 29.6619 | 4.3 | 8.3986 | 16.2553 | 89.33 |  |  | 72.5645 | [6 empty] | 240.1291
UVI | 1500 | 1500 | UVI15001500 | 1624.7064 | 19 | 570 | 241.4894 |  |  |  | 314.0605 |  |  | 14.955 | 38.7111 | 4.3 | 8.3986 | 16.2553 | 89.33 |  |  | 87.0774 | [6 empty] | 240.1291
UVI | 1750 | 1500 | UVI17501500 | 1725.2542 | 19 | 570 | 281.7377 |  |  |  | 366.4039 |  |  | 17.4475 | 29.6619 | 4.3 | 8.3986 | 16.2553 | 89.33 |  |  | 101.5902 | [6 empty] | 240.1291
UVI | 2000 | 1500 | UVI20001500 | 1843.9005 | 19 | 570 | 321.9859 |  |  |  | 418.7473 |  |  | 19.94 | 38.7111 | 4.3 | 8.3986 | 16.2553 | 89.33 |  |  | 116.1031 | [6 empty] | 240.1291
UVI | 2250 | 1500 | UVI22501500 | 2103.4975 | 24 | 720 | 362.2342 |  |  |  | 471.0907 |  |  | 22.4325 | 38.7111 | 4.3 | 8.3986 | 16.2553 | 89.33 |  |  | 130.616 | [6 empty] | 240.1291
UVI | 2500 | 1500 | UVI25001500 | 2213.0946 | 24 | 720 | 402.4824 |  |  |  | 523.4341 |  |  | 24.925 | 38.7111 | 4.3 | 8.3986 | 16.2553 | 89.33 |  |  | 145.1289 | [6 empty] | 240.1291
UVI | 2750 | 1500 | UVI27501500 | 2322.6916 | 24 | 720 | 442.7306 |  |  |  | 575.7775 |  |  | 27.4175 | 38.7111 | 4.3 | 8.3986 | 16.2553 | 89.33 |  |  | 159.6418 | [6 empty] | 240.1291
UVI | 3000 | 1500 | UVI30001500 | 2432.2887 | 24 | 720 | 482.9789 |  |  |  | 628.121 |  |  | 29.91 | 38.7111 | 4.3 | 8.3986 | 16.2553 | 89.33 |  |  | 174.1547 | [6 empty] | 240.1291
UVI | 1000 | 1750 | UVI10001750 | 1440.2305 | 19 | 570 | 160.993 |  |  |  | 209.3737 |  |  | 9.97 | 29.6619 | 4.3 | 8.3986 | 16.2553 | 89.33 |  |  | 69.8806 | [6 empty] | 272.0675
UVI | 1250 | 1750 | UVI12501750 | 1552.7848 | 19 | 570 | 201.2412 |  |  |  | 261.7171 |  |  | 12.4625 | 29.6619 | 4.3 | 8.3986 | 16.2553 | 89.33 |  |  | 87.3507 | [6 empty] | 272.0675
UVI | 1500 | 1750 | UVI15001750 | 1665.3391 | 19 | 570 | 241.4894 |  |  |  | 314.0605 |  |  | 14.955 | 29.6619 | 4.3 | 8.3986 | 16.2553 | 89.33 |  |  | 104.8209 | [6 empty] | 272.0675
UVI | 1750 | 1750 | UVI17501750 | 1786.9426 | 19 | 570 | 281.7377 |  |  |  | 366.4039 |  |  | 17.4475 | 38.7111 | 4.3 | 8.3986 | 16.2553 | 89.33 |  |  | 122.291 | [6 empty] | 272.0675
UVI | 2000 | 1750 | UVI20001750 | 1899.4969 | 19 | 570 | 321.9859 |  |  |  | 418.7473 |  |  | 19.94 | 38.7111 | 4.3 | 8.3986 | 16.2553 | 89.33 |  |  | 139.7612 | [6 empty] | 272.0675
UVI | 2250 | 1750 | UVI22501750 | 2162.0512 | 24 | 720 | 362.2342 |  |  |  | 471.0907 |  |  | 22.4325 | 38.7111 | 4.3 | 8.3986 | 16.2553 | 89.33 |  |  | 157.2313 | [6 empty] | 272.0675
UVI | 2500 | 1750 | UVI25001750 | 2274.6055 | 24 | 720 | 402.4824 |  |  |  | 523.4341 |  |  | 24.925 | 38.7111 | 4.3 | 8.3986 | 16.2553 | 89.33 |  |  | 174.7015 | [6 empty] | 272.0675
UVI | 2750 | 1750 | UVI27501750 | 2387.1598 | 24 | 720 | 442.7306 |  |  |  | 575.7775 |  |  | 27.4175 | 38.7111 | 4.3 | 8.3986 | 16.2553 | 89.33 |  |  | 192.1716 | [6 empty] | 272.0675
UVI | 3000 | 1750 | UVI30001750 | 2499.7141 | 24 | 720 | 482.9789 |  |  |  | 628.121 |  |  | 29.91 | 38.7111 | 4.3 | 8.3986 | 16.2553 | 89.33 |  |  | 209.6418 | [6 empty] | 272.0675
UVI | 1000 | 2000 | UVI10002000 | 1497.0097 | 19 | 570 | 160.993 |  |  |  | 209.3737 |  |  | 9.97 | 29.6619 | 4.3 | 8.3986 | 16.2553 | 89.33 |  |  | 87.6241 | [6 empty] | 311.1032
UVI | 1250 | 2000 | UVI12502000 | 1613.9999 | 19 | 570 | 201.2412 |  |  |  | 261.7171 |  |  | 12.4625 | 29.6619 | 4.3 | 8.3986 | 16.2553 | 89.33 |  |  | 109.5302 | [6 empty] | 311.1032
UVI | 1500 | 2000 | UVI15002000 | 1730.9901 | 19 | 570 | 241.4894 |  |  |  | 314.0605 |  |  | 14.955 | 29.6619 | 4.3 | 8.3986 | 16.2553 | 89.33 |  |  | 131.4362 | [6 empty] | 311.1032
UVI | 1750 | 2000 | UVI17502000 | 1857.0295 | 19 | 570 | 281.7377 |  |  |  | 366.4039 |  |  | 17.4475 | 38.7111 | 4.3 | 8.3986 | 16.2553 | 89.33 |  |  | 153.3422 | [6 empty] | 311.1032
UVI | 2000 | 2000 | UVI20002000 | 1974.0197 | 19 | 570 | 321.9859 |  |  |  | 418.7473 |  |  | 19.94 | 38.7111 | 4.3 | 8.3986 | 16.2553 | 89.33 |  |  | 175.2482 | [6 empty] | 311.1032
UVI | 2250 | 2000 | UVI22502000 | 2241.0099 | 24 | 720 | 362.2342 |  |  |  | 471.0907 |  |  | 22.4325 | 38.7111 | 4.3 | 8.3986 | 16.2553 | 89.33 |  |  | 197.1543 | [6 empty] | 311.1032
UVI | 2500 | 2000 | UVI25002000 | 2358.0001 | 24 | 720 | 402.4824 |  |  |  | 523.4341 |  |  | 24.925 | 38.7111 | 4.3 | 8.3986 | 16.2553 | 89.33 |  |  | 219.0603 | [6 empty] | 311.1032
UVI | 2750 | 2000 | UVI27502000 | 2474.9902 | 24 | 720 | 442.7306 |  |  |  | 575.7775 |  |  | 27.4175 | 38.7111 | 4.3 | 8.3986 | 16.2553 | 89.33 |  |  | 240.9663 | [6 empty] | 311.1032
UVI | 3000 | 2000 | UVI30002000 | 2591.9804 | 24 | 720 | 482.9789 |  |  |  | 628.121 |  |  | 29.91 | 38.7111 | 4.3 | 8.3986 | 16.2553 | 89.33 |  |  | 262.8724 | [6 empty] | 311.1032
UVF | 1000 | 1000 | UVF10001000 | 1663.6368 | 27.5 | 825 | 160.993 |  |  |  | 239.5377 |  | 31.5423 | 9.97 | 29.6619 | 4.3 | 8.3986 | 16.2553 | 89.33 | 14.41 | 2.3 | 40.308 | [6 empty] | 191.6301
UVF | 1250 | 1000 | UVF12501000 | 1798.6346 | 27.5 | 825 | 201.2412 |  |  |  | 299.4221 |  | 39.4278 | 12.4625 | 29.6619 | 4.3 | 8.3986 | 16.2553 | 89.33 | 28.82 | 2.3 | 50.385 | [6 empty] | 191.6301
UVF | 1500 | 1000 | UVF15001000 | 1919.2223 | 27.5 | 825 | 241.4894 |  |  |  | 359.3065 |  | 47.3134 | 14.955 | 29.6619 | 4.3 | 8.3986 | 16.2553 | 89.33 | 28.82 | 2.3 | 60.4621 | [6 empty] | 191.6301
UVF | 1750 | 1000 | UVF17501000 | 2050.0093 | 27.5 | 825 | 281.7377 |  |  |  | 419.1909 |  | 55.199 | 17.4475 | 38.7111 | 4.3 | 8.3986 | 16.2553 | 89.33 | 28.82 | 3.45 | 70.5391 | [6 empty] | 191.6301
UVF | 2000 | 1000 | UVF20001000 | 2170.597 | 27.5 | 825 | 321.9859 |  |  |  | 479.0753 |  | 63.0846 | 19.94 | 38.7111 | 4.3 | 8.3986 | 16.2553 | 89.33 | 28.82 | 3.45 | 80.6161 | [6 empty] | 191.6301
UVF | 2250 | 1000 | UVF22501000 | 2351.1847 | 29.5 | 885 | 362.2342 |  |  |  | 538.9597 |  | 70.9701 | 22.4325 | 38.7111 | 4.3 | 8.3986 | 16.2553 | 89.33 | 28.82 | 3.45 | 90.6931 | [6 empty] | 191.6301
UVF | 2500 | 1000 | UVF25001000 | 2471.7725 | 29.5 | 885 | 402.4824 |  |  |  | 598.8441 |  | 78.8557 | 24.925 | 38.7111 | 4.3 | 8.3986 | 16.2553 | 89.33 | 28.82 | 3.45 | 100.7701 | [6 empty] | 191.6301
UVF | 2750 | 1000 | UVF27501000 | 2592.3602 | 29.5 | 885 | 442.7306 |  |  |  | 658.7286 |  | 86.7413 | 27.4175 | 38.7111 | 4.3 | 8.3986 | 16.2553 | 89.33 | 28.82 | 3.45 | 110.8471 | [6 empty] | 191.6301
UVF | 3000 | 1000 | UVF30001000 | 2712.9479 | 29.5 | 885 | 482.9789 |  |  |  | 718.613 |  | 94.6268 | 29.91 | 38.7111 | 4.3 | 8.3986 | 16.2553 | 89.33 | 28.82 | 3.45 | 120.9241 | [6 empty] | 191.6301
UVF | 1000 | 1250 | UVF10001250 | 1663.6368 | 27.5 | 825 | 160.993 |  |  |  | 239.5377 |  | 31.5423 | 9.97 | 29.6619 | 4.3 | 8.3986 | 16.2553 | 89.33 | 14.41 | 2.3 | 40.308 | [6 empty] | 191.6301
UVF | 1250 | 1250 | UVF12501250 | 1798.6346 | 27.5 | 825 | 201.2412 |  |  |  | 299.4221 |  | 39.4278 | 12.4625 | 29.6619 | 4.3 | 8.3986 | 16.2553 | 89.33 | 28.82 | 2.3 | 50.385 | [6 empty] | 191.6301
UVF | 1500 | 1250 | UVF15001250 | 1919.2223 | 27.5 | 825 | 241.4894 |  |  |  | 359.3065 |  | 47.3134 | 14.955 | 29.6619 | 4.3 | 8.3986 | 16.2553 | 89.33 | 28.82 | 2.3 | 60.4621 | [6 empty] | 191.6301
UVF | 1750 | 1250 | UVF17501250 | 2050.0093 | 27.5 | 825 | 281.7377 |  |  |  | 419.1909 |  | 55.199 | 17.4475 | 38.7111 | 4.3 | 8.3986 | 16.2553 | 89.33 | 28.82 | 3.45 | 70.5391 | [6 empty] | 191.6301
UVF | 2000 | 1250 | UVF20001250 | 2170.597 | 27.5 | 825 | 321.9859 |  |  |  | 479.0753 |  | 63.0846 | 19.94 | 38.7111 | 4.3 | 8.3986 | 16.2553 | 89.33 | 28.82 | 3.45 | 80.6161 | [6 empty] | 191.6301
UVF | 2250 | 1250 | UVF22501250 | 2351.1847 | 29.5 | 885 | 362.2342 |  |  |  | 538.9597 |  | 70.9701 | 22.4325 | 38.7111 | 4.3 | 8.3986 | 16.2553 | 89.33 | 28.82 | 3.45 | 90.6931 | [6 empty] | 191.6301
UVF | 2500 | 1250 | UVF25001250 | 2471.7725 | 29.5 | 885 | 402.4824 |  |  |  | 598.8441 |  | 78.8557 | 24.925 | 38.7111 | 4.3 | 8.3986 | 16.2553 | 89.33 | 28.82 | 3.45 | 100.7701 | [6 empty] | 191.6301
UVF | 2750 | 1250 | UVF27501250 | 2592.3602 | 29.5 | 885 | 442.7306 |  |  |  | 658.7286 |  | 86.7413 | 27.4175 | 38.7111 | 4.3 | 8.3986 | 16.2553 | 89.33 | 28.82 | 3.45 | 110.8471 | [6 empty] | 191.6301
UVF | 3000 | 1250 | UVF30001250 | 2712.9479 | 29.5 | 885 | 482.9789 |  |  |  | 718.613 |  | 94.6268 | 29.91 | 38.7111 | 4.3 | 8.3986 | 16.2553 | 89.33 | 28.82 | 3.45 | 120.9241 | [6 empty] | 191.6301
UVF | 1000 | 1500 | UVF10001500 | 1789.8794 | 29.5 | 885 | 160.993 |  |  |  | 239.5377 |  | 31.5423 | 9.97 | 29.6619 | 4.3 | 8.3986 | 16.2553 | 89.33 | 14.41 | 2.3 | 58.0516 | [6 empty] | 240.1291
UVF | 1250 | 1500 | UVF12501500 | 1929.313 | 29.5 | 885 | 201.2412 |  |  |  | 299.4221 |  | 39.4278 | 12.4625 | 29.6619 | 4.3 | 8.3986 | 16.2553 | 89.33 | 28.82 | 2.3 | 72.5645 | [6 empty] | 240.1291
UVF | 1500 | 1500 | UVF15001500 | 2054.3366 | 29.5 | 885 | 241.4894 |  |  |  | 359.3065 |  | 47.3134 | 14.955 | 29.6619 | 4.3 | 8.3986 | 16.2553 | 89.33 | 28.82 | 2.3 | 87.0774 | [6 empty] | 240.1291
UVF | 1750 | 1500 | UVF17501500 | 2189.5594 | 29.5 | 885 | 281.7377 |  |  |  | 419.1909 |  | 55.199 | 17.4475 | 38.7111 | 4.3 | 8.3986 | 16.2553 | 89.33 | 28.82 | 3.45 | 101.5902 | [6 empty] | 240.1291
UVF | 2000 | 1500 | UVF20001500 | 2314.583 | 29.5 | 885 | 321.9859 |  |  |  | 479.0753 |  | 63.0846 | 19.94 | 38.7111 | 4.3 | 8.3986 | 16.2553 | 89.33 | 28.82 | 3.45 | 116.1031 | [6 empty] | 240.1291
UVF | 2250 | 1500 | UVF22501500 | 2469.6066 | 30.5 | 915 | 362.2342 |  |  |  | 538.9597 |  | 70.9701 | 22.4325 | 38.7111 | 4.3 | 8.3986 | 16.2553 | 89.33 | 28.82 | 3.45 | 130.616 | [6 empty] | 240.1291
UVF | 2500 | 1500 | UVF25001500 | 2594.6303 | 30.5 | 915 | 402.4824 |  |  |  | 598.8441 |  | 78.8557 | 24.925 | 38.7111 | 4.3 | 8.3986 | 16.2553 | 89.33 | 28.82 | 3.45 | 145.1289 | [6 empty] | 240.1291
UVF | 2750 | 1500 | UVF27501500 | 2719.6539 | 30.5 | 915 | 442.7306 |  |  |  | 658.7286 |  | 86.7413 | 27.4175 | 38.7111 | 4.3 | 8.3986 | 16.2553 | 89.33 | 28.82 | 3.45 | 159.6418 | [6 empty] | 240.1291
UVF | 3000 | 1500 | UVF30001500 | 2844.6775 | 30.5 | 915 | 482.9789 |  |  |  | 718.613 |  | 94.6268 | 29.91 | 38.7111 | 4.3 | 8.3986 | 16.2553 | 89.33 | 28.82 | 3.45 | 174.1547 | [6 empty] | 240.1291
UVF | 1000 | 1750 | UVF10001750 | 1833.6467 | 29.5 | 885 | 160.993 |  |  |  | 239.5377 |  | 31.5423 | 9.97 | 29.6619 | 4.3 | 8.3986 | 16.2553 | 89.33 | 14.41 | 2.3 | 69.8806 | [6 empty] | 272.0675
UVF | 1250 | 1750 | UVF12501750 | 1976.0376 | 29.5 | 885 | 201.2412 |  |  |  | 299.4221 |  | 39.4278 | 12.4625 | 29.6619 | 4.3 | 8.3986 | 16.2553 | 89.33 | 28.82 | 2.3 | 87.3507 | [6 empty] | 272.0675
UVF | 1500 | 1750 | UVF15001750 | 2104.0185 | 29.5 | 885 | 241.4894 |  |  |  | 359.3065 |  | 47.3134 | 14.955 | 29.6619 | 4.3 | 8.3986 | 16.2553 | 89.33 | 28.82 | 2.3 | 104.8209 | [6 empty] | 272.0675
UVF | 1750 | 1750 | UVF17501750 | 2242.1985 | 29.5 | 885 | 281.7377 |  |  |  | 419.1909 |  | 55.199 | 17.4475 | 38.7111 | 4.3 | 8.3986 | 16.2553 | 89.33 | 28.82 | 3.45 | 122.291 | [6 empty] | 272.0675
UVF | 2000 | 1750 | UVF20001750 | 2370.1794 | 29.5 | 885 | 321.9859 |  |  |  | 479.0753 |  | 63.0846 | 19.94 | 38.7111 | 4.3 | 8.3986 | 16.2553 | 89.33 | 28.82 | 3.45 | 139.7612 | [6 empty] | 272.0675
UVF | 2250 | 1750 | UVF22501750 | 2528.1603 | 30.5 | 915 | 362.2342 |  |  |  | 538.9597 |  | 70.9701 | 22.4325 | 38.7111 | 4.3 | 8.3986 | 16.2553 | 89.33 | 28.82 | 3.45 | 157.2313 | [6 empty] | 272.0675
UVF | 2500 | 1750 | UVF25001750 | 2656.1412 | 30.5 | 915 | 402.4824 |  |  |  | 598.8441 |  | 78.8557 | 24.925 | 38.7111 | 4.3 | 8.3986 | 16.2553 | 89.33 | 28.82 | 3.45 | 174.7015 | [6 empty] | 272.0675
UVF | 2750 | 1750 | UVF27501750 | 2784.122 | 30.5 | 915 | 442.7306 |  |  |  | 658.7286 |  | 86.7413 | 27.4175 | 38.7111 | 4.3 | 8.3986 | 16.2553 | 89.33 | 28.82 | 3.45 | 192.1716 | [6 empty] | 272.0675
UVF | 3000 | 1750 | UVF30001750 | 2912.1029 | 30.5 | 915 | 482.9789 |  |  |  | 718.613 |  | 94.6268 | 29.91 | 38.7111 | 4.3 | 8.3986 | 16.2553 | 89.33 | 28.82 | 3.45 | 209.6418 | [6 empty] | 272.0675
UVF | 1000 | 2000 | UVF10002000 | 1890.426 | 29.5 | 885 | 160.993 |  |  |  | 239.5377 |  | 31.5423 | 9.97 | 29.6619 | 4.3 | 8.3986 | 16.2553 | 89.33 | 14.41 | 2.3 | 87.6241 | [6 empty] | 311.1032
UVF | 1250 | 2000 | UVF12502000 | 2037.2528 | 29.5 | 885 | 201.2412 |  |  |  | 299.4221 |  | 39.4278 | 12.4625 | 29.6619 | 4.3 | 8.3986 | 16.2553 | 89.33 | 28.82 | 2.3 | 109.5302 | [6 empty] | 311.1032
UVF | 1500 | 2000 | UVF15002000 | 2169.6695 | 29.5 | 885 | 241.4894 |  |  |  | 359.3065 |  | 47.3134 | 14.955 | 29.6619 | 4.3 | 8.3986 | 16.2553 | 89.33 | 28.82 | 2.3 | 131.4362 | [6 empty] | 311.1032
UVF | 1750 | 2000 | UVF17502000 | 2312.2855 | 29.5 | 885 | 281.7377 |  |  |  | 419.1909 |  | 55.199 | 17.4475 | 38.7111 | 4.3 | 8.3986 | 16.2553 | 89.33 | 28.82 | 3.45 | 153.3422 | [6 empty] | 311.1032
UVF | 2000 | 2000 | UVF20002000 | 2444.7022 | 29.5 | 885 | 321.9859 |  |  |  | 479.0753 |  | 63.0846 | 19.94 | 38.7111 | 4.3 | 8.3986 | 16.2553 | 89.33 | 28.82 | 3.45 | 175.2482 | [6 empty] | 311.1032
UVF | 2250 | 2000 | UVF22502000 | 2607.119 | 30.5 | 915 | 362.2342 |  |  |  | 538.9597 |  | 70.9701 | 22.4325 | 38.7111 | 4.3 | 8.3986 | 16.2553 | 89.33 | 28.82 | 3.45 | 197.1543 | [6 empty] | 311.1032
UVF | 2500 | 2000 | UVF25002000 | 2739.5358 | 30.5 | 915 | 402.4824 |  |  |  | 598.8441 |  | 78.8557 | 24.925 | 38.7111 | 4.3 | 8.3986 | 16.2553 | 89.33 | 28.82 | 3.45 | 219.0603 | [6 empty] | 311.1032
UVF | 2750 | 2000 | UVF27502000 | 2871.9525 | 30.5 | 915 | 442.7306 |  |  |  | 658.7286 |  | 86.7413 | 27.4175 | 38.7111 | 4.3 | 8.3986 | 16.2553 | 89.33 | 28.82 | 3.45 | 240.9663 | [6 empty] | 311.1032
UVF | 3000 | 2000 | UVF30002000 | 3004.3693 | 30.5 | 915 | 482.9789 |  |  |  | 718.613 |  | 94.6268 | 29.91 | 38.7111 | 4.3 | 8.3986 | 16.2553 | 89.33 | 28.82 | 3.45 | 262.8724 | [6 empty] | 311.1032
KVX | 1000 | 1000 | KVX10001000 | 765.4453 | 13 | 390 | 119.6505 |  |  |  |  | 79.8459 |  |  |  | 2.16 | 8.3986 | 16.2553 |  |  |  | 40.308 | [6 empty] | 108.827
KVX | 1250 | 1000 | KVX12501000 | 825.3964 | 13 | 390 | 149.5632 |  |  |  |  | 99.8074 |  |  |  | 2.16 | 8.3986 | 16.2553 |  |  |  | 50.385 | [6 empty] | 108.827
KVX | 1500 | 1000 | KVX15001000 | 885.3475 | 13 | 390 | 179.4758 |  |  |  |  | 119.7688 |  |  |  | 2.16 | 8.3986 | 16.2553 |  |  |  | 60.4621 | [6 empty] | 108.827
KVX | 1750 | 1000 | KVX17501000 | 945.2987 | 13 | 390 | 209.3884 |  |  |  |  | 139.7303 |  |  |  | 2.16 | 8.3986 | 16.2553 |  |  |  | 70.5391 | [6 empty] | 108.827
KVX | 2000 | 1000 | KVX20001000 | 1005.2498 | 13 | 390 | 239.3011 |  |  |  |  | 159.6918 |  |  |  | 2.16 | 8.3986 | 16.2553 |  |  |  | 80.6161 | [6 empty] | 108.827
KVX | 2250 | 1000 | KVX22501000 | 1095.2009 | 14 | 420 | 269.2137 |  |  |  |  | 179.6532 |  |  |  | 2.16 | 8.3986 | 16.2553 |  |  |  | 90.6931 | [6 empty] | 108.827
KVX | 2500 | 1000 | KVX25001000 | 1155.152 | 14 | 420 | 299.1263 |  |  |  |  | 199.6147 |  |  |  | 2.16 | 8.3986 | 16.2553 |  |  |  | 100.7701 | [6 empty] | 108.827
KVX | 2750 | 1000 | KVX27501000 | 1215.1031 | 14 | 420 | 329.039 |  |  |  |  | 219.5762 |  |  |  | 2.16 | 8.3986 | 16.2553 |  |  |  | 110.8471 | [6 empty] | 108.827
KVX | 3000 | 1000 | KVX30001000 | 1275.0542 | 14 | 420 | 358.9516 |  |  |  |  | 239.5377 |  |  |  | 2.16 | 8.3986 | 16.2553 |  |  |  | 120.9241 | [6 empty] | 108.827
KVX | 1000 | 1250 | KVX10001250 | 765.4453 | 13 | 390 | 119.6505 |  |  |  |  | 79.8459 |  |  |  | 2.16 | 8.3986 | 16.2553 |  |  |  | 40.308 | [6 empty] | 108.827
KVX | 1250 | 1250 | KVX12501250 | 825.3964 | 13 | 390 | 149.5632 |  |  |  |  | 99.8074 |  |  |  | 2.16 | 8.3986 | 16.2553 |  |  |  | 50.385 | [6 empty] | 108.827
KVX | 1500 | 1250 | KVX15001250 | 885.3475 | 13 | 390 | 179.4758 |  |  |  |  | 119.7688 |  |  |  | 2.16 | 8.3986 | 16.2553 |  |  |  | 60.4621 | [6 empty] | 108.827
KVX | 1750 | 1250 | KVX17501250 | 945.2987 | 13 | 390 | 209.3884 |  |  |  |  | 139.7303 |  |  |  | 2.16 | 8.3986 | 16.2553 |  |  |  | 70.5391 | [6 empty] | 108.827
KVX | 2000 | 1250 | KVX20001250 | 1005.2498 | 13 | 390 | 239.3011 |  |  |  |  | 159.6918 |  |  |  | 2.16 | 8.3986 | 16.2553 |  |  |  | 80.6161 | [6 empty] | 108.827
KVX | 2250 | 1250 | KVX22501250 | 1095.2009 | 14 | 420 | 269.2137 |  |  |  |  | 179.6532 |  |  |  | 2.16 | 8.3986 | 16.2553 |  |  |  | 90.6931 | [6 empty] | 108.827
KVX | 2500 | 1250 | KVX25001250 | 1155.152 | 14 | 420 | 299.1263 |  |  |  |  | 199.6147 |  |  |  | 2.16 | 8.3986 | 16.2553 |  |  |  | 100.7701 | [6 empty] | 108.827
KVX | 2750 | 1250 | KVX27501250 | 1215.1031 | 14 | 420 | 329.039 |  |  |  |  | 219.5762 |  |  |  | 2.16 | 8.3986 | 16.2553 |  |  |  | 110.8471 | [6 empty] | 108.827
KVX | 3000 | 1250 | KVX30001250 | 1275.0542 | 14 | 420 | 358.9516 |  |  |  |  | 239.5377 |  |  |  | 2.16 | 8.3986 | 16.2553 |  |  |  | 120.9241 | [6 empty] | 108.827
KVX | 1000 | 1500 | KVX10001500 | 810.3956 | 13 | 390 | 119.6505 |  |  |  |  | 79.8459 |  |  |  | 2.16 | 8.3986 | 16.2553 |  |  |  | 58.0516 | [6 empty] | 136.0337
KVX | 1250 | 1500 | KVX12501500 | 874.7826 | 13 | 390 | 149.5632 |  |  |  |  | 99.8074 |  |  |  | 2.16 | 8.3986 | 16.2553 |  |  |  | 72.5645 | [6 empty] | 136.0337
KVX | 1500 | 1500 | KVX15001500 | 939.1696 | 13 | 390 | 179.4758 |  |  |  |  | 119.7688 |  |  |  | 2.16 | 8.3986 | 16.2553 |  |  |  | 87.0774 | [6 empty] | 136.0337
KVX | 1750 | 1500 | KVX17501500 | 1003.5566 | 13 | 390 | 209.3884 |  |  |  |  | 139.7303 |  |  |  | 2.16 | 8.3986 | 16.2553 |  |  |  | 101.5902 | [6 empty] | 136.0337
KVX | 2000 | 1500 | KVX20001500 | 1067.9436 | 13 | 390 | 239.3011 |  |  |  |  | 159.6918 |  |  |  | 2.16 | 8.3986 | 16.2553 |  |  |  | 116.1031 | [6 empty] | 136.0337
KVX | 2250 | 1500 | KVX22501500 | 1162.3306 | 14 | 420 | 269.2137 |  |  |  |  | 179.6532 |  |  |  | 2.16 | 8.3986 | 16.2553 |  |  |  | 130.616 | [6 empty] | 136.0337
KVX | 2500 | 1500 | KVX25001500 | 1226.7176 | 14 | 420 | 299.1263 |  |  |  |  | 199.6147 |  |  |  | 2.16 | 8.3986 | 16.2553 |  |  |  | 145.1289 | [6 empty] | 136.0337
KVX | 2750 | 1500 | KVX27501500 | 1291.1046 | 14 | 420 | 329.039 |  |  |  |  | 219.5762 |  |  |  | 2.16 | 8.3986 | 16.2553 |  |  |  | 159.6418 | [6 empty] | 136.0337
KVX | 3000 | 1500 | KVX30001500 | 1355.4916 | 14 | 420 | 358.9516 |  |  |  |  | 239.5377 |  |  |  | 2.16 | 8.3986 | 16.2553 |  |  |  | 174.1547 | [6 empty] | 136.0337
KVX | 1000 | 1750 | KVX10001750 | 895.5645 | 13 | 390 | 119.6505 |  |  |  |  | 79.8459 |  |  |  | 2.16 | 8.3986 | 16.2553 |  |  |  | 69.8806 | [6 empty] | 209.3737
KVX | 1250 | 1750 | KVX12501750 | 962.9088 | 13 | 390 | 149.5632 |  |  |  |  | 99.8074 |  |  |  | 2.16 | 8.3986 | 16.2553 |  |  |  | 87.3507 | [6 empty] | 209.3737
KVX | 1500 | 1750 | KVX15001750 | 1030.253 | 13 | 390 | 179.4758 |  |  |  |  | 119.7688 |  |  |  | 2.16 | 8.3986 | 16.2553 |  |  |  | 104.8209 | [6 empty] | 209.3737
KVX | 1750 | 1750 | KVX17501750 | 1097.5973 | 13 | 390 | 209.3884 |  |  |  |  | 139.7303 |  |  |  | 2.16 | 8.3986 | 16.2553 |  |  |  | 122.291 | [6 empty] | 209.3737
KVX | 2000 | 1750 | KVX20001750 | 1194.9415 | 14 | 420 | 239.3011 |  |  |  |  | 159.6918 |  |  |  | 2.16 | 8.3986 | 16.2553 |  |  |  | 139.7612 | [6 empty] | 209.3737
KVX | 2250 | 1750 | KVX22501750 | 1262.2858 | 14 | 420 | 269.2137 |  |  |  |  | 179.6532 |  |  |  | 2.16 | 8.3986 | 16.2553 |  |  |  | 157.2313 | [6 empty] | 209.3737
KVX | 2500 | 1750 | KVX25001750 | 1329.63 | 14 | 420 | 299.1263 |  |  |  |  | 199.6147 |  |  |  | 2.16 | 8.3986 | 16.2553 |  |  |  | 174.7015 | [6 empty] | 209.3737
KVX | 2750 | 1750 | KVX27501750 | 1396.9743 | 14 | 420 | 329.039 |  |  |  |  | 219.5762 |  |  |  | 2.16 | 8.3986 | 16.2553 |  |  |  | 192.1716 | [6 empty] | 209.3737
KVX | 3000 | 1750 | KVX30001750 | 1464.3186 | 14 | 420 | 358.9516 |  |  |  |  | 239.5377 |  |  |  | 2.16 | 8.3986 | 16.2553 |  |  |  | 209.6418 | [6 empty] | 209.3737
KVX | 1000 | 2000 | KVX10002000 | 987.8309 | 13 | 390 | 119.6505 |  |  |  |  | 79.8459 |  |  |  | 2.16 | 8.3986 | 16.2553 |  |  |  | 87.6241 | [6 empty] | 283.8965
KVX | 1250 | 2000 | KVX12502000 | 1059.611 | 13 | 390 | 149.5632 |  |  |  |  | 99.8074 |  |  |  | 2.16 | 8.3986 | 16.2553 |  |  |  | 109.5302 | [6 empty] | 283.8965
KVX | 1500 | 2000 | KVX15002000 | 1131.3912 | 13 | 390 | 179.4758 |  |  |  |  | 119.7688 |  |  |  | 2.16 | 8.3986 | 16.2553 |  |  |  | 131.4362 | [6 empty] | 283.8965
KVX | 1750 | 2000 | KVX17502000 | 1203.1713 | 13 | 390 | 209.3884 |  |  |  |  | 139.7303 |  |  |  | 2.16 | 8.3986 | 16.2553 |  |  |  | 153.3422 | [6 empty] | 283.8965
KVX | 2000 | 2000 | KVX20002000 | 1274.9514 | 13 | 390 | 239.3011 |  |  |  |  | 159.6918 |  |  |  | 2.16 | 8.3986 | 16.2553 |  |  |  | 175.2482 | [6 empty] | 283.8965
KVX | 2250 | 2000 | KVX22502000 | 1346.7316 | 13 | 390 | 269.2137 |  |  |  |  | 179.6532 |  |  |  | 2.16 | 8.3986 | 16.2553 |  |  |  | 197.1543 | [6 empty] | 283.8965
KVX | 2500 | 2000 | KVX25002000 | 1448.5117 | 14 | 420 | 299.1263 |  |  |  |  | 199.6147 |  |  |  | 2.16 | 8.3986 | 16.2553 |  |  |  | 219.0603 | [6 empty] | 283.8965
KVX | 2750 | 2000 | KVX27502000 | 1520.2918 | 14 | 420 | 329.039 |  |  |  |  | 219.5762 |  |  |  | 2.16 | 8.3986 | 16.2553 |  |  |  | 240.9663 | [6 empty] | 283.8965
KVX | 3000 | 2000 | KVX30002000 | 1592.072 | 14 | 420 | 358.9516 |  |  |  |  | 239.5377 |  |  |  | 2.16 | 8.3986 | 16.2553 |  |  |  | 262.8724 | [6 empty] | 283.8965
KVI | 1000 | 1000 | KVI10001000 | 1289.2162 | 20 | 600 | 119.6505 |  |  |  | 209.3737 |  |  | 9.97 |  | 4.3 | 8.3986 | 16.2553 | 89.33 |  |  | 40.308 | [6 empty] | 191.6301
KVI | 1250 | 1000 | KVI12501000 | 1384.0418 | 20 | 600 | 149.5632 |  |  |  | 261.7171 |  |  | 12.4625 |  | 4.3 | 8.3986 | 16.2553 | 89.33 |  |  | 50.385 | [6 empty] | 191.6301
KVI | 1500 | 1000 | KVI15001000 | 1478.8673 | 20 | 600 | 179.4758 |  |  |  | 314.0605 |  |  | 14.955 |  | 4.3 | 8.3986 | 16.2553 | 89.33 |  |  | 60.4621 | [6 empty] | 191.6301
KVI | 1750 | 1000 | KVI17501000 | 1573.6929 | 20 | 600 | 209.3884 |  |  |  | 366.4039 |  |  | 17.4475 |  | 4.3 | 8.3986 | 16.2553 | 89.33 |  |  | 70.5391 | [6 empty] | 191.6301
KVI | 2000 | 1000 | KVI20001000 | 1668.5185 | 20 | 600 | 239.3011 |  |  |  | 418.7473 |  |  | 19.94 |  | 4.3 | 8.3986 | 16.2553 | 89.33 |  |  | 80.6161 | [6 empty] | 191.6301
KVI | 2250 | 1000 | KVI22501000 | 1793.344 | 21 | 630 | 269.2137 |  |  |  | 471.0907 |  |  | 22.4325 |  | 4.3 | 8.3986 | 16.2553 | 89.33 |  |  | 90.6931 | [6 empty] | 191.6301
KVI | 2500 | 1000 | KVI25001000 | 1888.1696 | 21 | 630 | 299.1263 |  |  |  | 523.4341 |  |  | 24.925 |  | 4.3 | 8.3986 | 16.2553 | 89.33 |  |  | 100.7701 | [6 empty] | 191.6301
KVI | 2750 | 1000 | KVI27501000 | 1982.9951 | 21 | 630 | 329.039 |  |  |  | 575.7775 |  |  | 27.4175 |  | 4.3 | 8.3986 | 16.2553 | 89.33 |  |  | 110.8471 | [6 empty] | 191.6301
KVI | 3000 | 1000 | KVI30001000 | 2077.8207 | 21 | 630 | 358.9516 |  |  |  | 628.121 |  |  | 29.91 |  | 4.3 | 8.3986 | 16.2553 | 89.33 |  |  | 120.9241 | [6 empty] | 191.6301
KVI | 1000 | 1250 | KVI10001250 | 1289.2162 | 20 | 600 | 119.6505 |  |  |  | 209.3737 |  |  | 9.97 |  | 4.3 | 8.3986 | 16.2553 | 89.33 |  |  | 40.308 | [6 empty] | 191.6301
KVI | 1250 | 1250 | KVI12501250 | 1384.0418 | 20 | 600 | 149.5632 |  |  |  | 261.7171 |  |  | 12.4625 |  | 4.3 | 8.3986 | 16.2553 | 89.33 |  |  | 50.385 | [6 empty] | 191.6301
KVI | 1500 | 1250 | KVI15001250 | 1478.8673 | 20 | 600 | 179.4758 |  |  |  | 314.0605 |  |  | 14.955 |  | 4.3 | 8.3986 | 16.2553 | 89.33 |  |  | 60.4621 | [6 empty] | 191.6301
KVI | 1750 | 1250 | KVI17501250 | 1573.6929 | 20 | 600 | 209.3884 |  |  |  | 366.4039 |  |  | 17.4475 |  | 4.3 | 8.3986 | 16.2553 | 89.33 |  |  | 70.5391 | [6 empty] | 191.6301
KVI | 2000 | 1250 | KVI20001250 | 1668.5185 | 20 | 600 | 239.3011 |  |  |  | 418.7473 |  |  | 19.94 |  | 4.3 | 8.3986 | 16.2553 | 89.33 |  |  | 80.6161 | [6 empty] | 191.6301
KVI | 2250 | 1250 | KVI22501250 | 1793.344 | 21 | 630 | 269.2137 |  |  |  | 471.0907 |  |  | 22.4325 |  | 4.3 | 8.3986 | 16.2553 | 89.33 |  |  | 90.6931 | [6 empty] | 191.6301
KVI | 2500 | 1250 | KVI25001250 | 1888.1696 | 21 | 630 | 299.1263 |  |  |  | 523.4341 |  |  | 24.925 |  | 4.3 | 8.3986 | 16.2553 | 89.33 |  |  | 100.7701 | [6 empty] | 191.6301
KVI | 2750 | 1250 | KVI27501250 | 1982.9951 | 21 | 630 | 329.039 |  |  |  | 575.7775 |  |  | 27.4175 |  | 4.3 | 8.3986 | 16.2553 | 89.33 |  |  | 110.8471 | [6 empty] | 191.6301
KVI | 3000 | 1250 | KVI30001250 | 2077.8207 | 21 | 630 | 358.9516 |  |  |  | 628.121 |  |  | 29.91 |  | 4.3 | 8.3986 | 16.2553 | 89.33 |  |  | 120.9241 | [6 empty] | 191.6301
KVI | 1000 | 1500 | KVI10001500 | 1355.4587 | 20 | 600 | 119.6505 |  |  |  | 209.3737 |  |  | 9.97 |  | 4.3 | 8.3986 | 16.2553 | 89.33 |  |  | 58.0516 | [6 empty] | 240.1291
KVI | 1250 | 1500 | KVI12501500 | 1454.7202 | 20 | 600 | 149.5632 |  |  |  | 261.7171 |  |  | 12.4625 |  | 4.3 | 8.3986 | 16.2553 | 89.33 |  |  | 72.5645 | [6 empty] | 240.1291
KVI | 1500 | 1500 | KVI15001500 | 1553.9816 | 20 | 600 | 179.4758 |  |  |  | 314.0605 |  |  | 14.955 |  | 4.3 | 8.3986 | 16.2553 | 89.33 |  |  | 87.0774 | [6 empty] | 240.1291
KVI | 1750 | 1500 | KVI17501500 | 1653.2431 | 20 | 600 | 209.3884 |  |  |  | 366.4039 |  |  | 17.4475 |  | 4.3 | 8.3986 | 16.2553 | 89.33 |  |  | 101.5902 | [6 empty] | 240.1291
KVI | 2000 | 1500 | KVI20001500 | 1752.5045 | 20 | 600 | 239.3011 |  |  |  | 418.7473 |  |  | 19.94 |  | 4.3 | 8.3986 | 16.2553 | 89.33 |  |  | 116.1031 | [6 empty] | 240.1291
KVI | 2250 | 1500 | KVI22501500 | 1881.7659 | 21 | 630 | 269.2137 |  |  |  | 471.0907 |  |  | 22.4325 |  | 4.3 | 8.3986 | 16.2553 | 89.33 |  |  | 130.616 | [6 empty] | 240.1291
KVI | 2500 | 1500 | KVI25001500 | 1981.0274 | 21 | 630 | 299.1263 |  |  |  | 523.4341 |  |  | 24.925 |  | 4.3 | 8.3986 | 16.2553 | 89.33 |  |  | 145.1289 | [6 empty] | 240.1291
KVI | 2750 | 1500 | KVI27501500 | 2080.2888 | 21 | 630 | 329.039 |  |  |  | 575.7775 |  |  | 27.4175 |  | 4.3 | 8.3986 | 16.2553 | 89.33 |  |  | 159.6418 | [6 empty] | 240.1291
KVI | 3000 | 1500 | KVI30001500 | 2179.5503 | 21 | 630 | 358.9516 |  |  |  | 628.121 |  |  | 29.91 |  | 4.3 | 8.3986 | 16.2553 | 89.33 |  |  | 174.1547 | [6 empty] | 240.1291
KVI | 1000 | 1750 | KVI10001750 | 1399.2261 | 20 | 600 | 119.6505 |  |  |  | 209.3737 |  |  | 9.97 |  | 4.3 | 8.3986 | 16.2553 | 89.33 |  |  | 69.8806 | [6 empty] | 272.0675
KVI | 1250 | 1750 | KVI12501750 | 1501.4448 | 20 | 600 | 149.5632 |  |  |  | 261.7171 |  |  | 12.4625 |  | 4.3 | 8.3986 | 16.2553 | 89.33 |  |  | 87.3507 | [6 empty] | 272.0675
KVI | 1500 | 1750 | KVI15001750 | 1603.6635 | 20 | 600 | 179.4758 |  |  |  | 314.0605 |  |  | 14.955 |  | 4.3 | 8.3986 | 16.2553 | 89.33 |  |  | 104.8209 | [6 empty] | 272.0675
KVI | 1750 | 1750 | KVI17501750 | 1705.8822 | 20 | 600 | 209.3884 |  |  |  | 366.4039 |  |  | 17.4475 |  | 4.3 | 8.3986 | 16.2553 | 89.33 |  |  | 122.291 | [6 empty] | 272.0675
KVI | 2000 | 1750 | KVI20001750 | 1808.1009 | 20 | 600 | 239.3011 |  |  |  | 418.7473 |  |  | 19.94 |  | 4.3 | 8.3986 | 16.2553 | 89.33 |  |  | 139.7612 | [6 empty] | 272.0675
KVI | 2250 | 1750 | KVI22501750 | 1940.3196 | 21 | 630 | 269.2137 |  |  |  | 471.0907 |  |  | 22.4325 |  | 4.3 | 8.3986 | 16.2553 | 89.33 |  |  | 157.2313 | [6 empty] | 272.0675
KVI | 2500 | 1750 | KVI25001750 | 2042.5383 | 21 | 630 | 299.1263 |  |  |  | 523.4341 |  |  | 24.925 |  | 4.3 | 8.3986 | 16.2553 | 89.33 |  |  | 174.7015 | [6 empty] | 272.0675
KVI | 2750 | 1750 | KVI27501750 | 2144.757 | 21 | 630 | 329.039 |  |  |  | 575.7775 |  |  | 27.4175 |  | 4.3 | 8.3986 | 16.2553 | 89.33 |  |  | 192.1716 | [6 empty] | 272.0675
KVI | 3000 | 1750 | KVI30001750 | 2246.9757 | 21 | 630 | 358.9516 |  |  |  | 628.121 |  |  | 29.91 |  | 4.3 | 8.3986 | 16.2553 | 89.33 |  |  | 209.6418 | [6 empty] | 272.0675
KVI | 1000 | 2000 | KVI10002000 | 1456.0054 | 20 | 600 | 119.6505 |  |  |  | 209.3737 |  |  | 9.97 |  | 4.3 | 8.3986 | 16.2553 | 89.33 |  |  | 87.6241 | [6 empty] | 311.1032
KVI | 1250 | 2000 | KVI12502000 | 1540.4806 | 20 | 600 | 149.5632 |  |  |  | 261.7171 |  |  | 12.4625 |  | 4.3 | 8.3986 | 16.2553 | 89.33 |  |  | 87.3507 | [6 empty] | 311.1032
KVI | 1500 | 2000 | KVI15002000 | 1642.6993 | 20 | 600 | 179.4758 |  |  |  | 314.0605 |  |  | 14.955 |  | 4.3 | 8.3986 | 16.2553 | 89.33 |  |  | 104.8209 | [6 empty] | 311.1032
KVI | 1750 | 2000 | KVI17502000 | 1744.918 | 20 | 600 | 209.3884 |  |  |  | 366.4039 |  |  | 17.4475 |  | 4.3 | 8.3986 | 16.2553 | 89.33 |  |  | 122.291 | [6 empty] | 311.1032
KVI | 2000 | 2000 | KVI20002000 | 1847.1367 | 20 | 600 | 239.3011 |  |  |  | 418.7473 |  |  | 19.94 |  | 4.3 | 8.3986 | 16.2553 | 89.33 |  |  | 139.7612 | [6 empty] | 311.1032
KVI | 2250 | 2000 | KVI22502000 | 1979.3553 | 21 | 630 | 269.2137 |  |  |  | 471.0907 |  |  | 22.4325 |  | 4.3 | 8.3986 | 16.2553 | 89.33 |  |  | 157.2313 | [6 empty] | 311.1032
KVI | 2500 | 2000 | KVI25002000 | 2081.574 | 21 | 630 | 299.1263 |  |  |  | 523.4341 |  |  | 24.925 |  | 4.3 | 8.3986 | 16.2553 | 89.33 |  |  | 174.7015 | [6 empty] | 311.1032
KVI | 2750 | 2000 | KVI27502000 | 2183.7927 | 21 | 630 | 329.039 |  |  |  | 575.7775 |  |  | 27.4175 |  | 4.3 | 8.3986 | 16.2553 | 89.33 |  |  | 192.1716 | [6 empty] | 311.1032
KVI | 3000 | 2000 | KVI30002000 | 2286.0114 | 21 | 630 | 358.9516 |  |  |  | 628.121 |  |  | 29.91 |  | 4.3 | 8.3986 | 16.2553 | 89.33 |  |  | 209.6418 | [6 empty] | 311.1032
KVF | 1000 | 1000 | KVF10001000 | 1501.4825 | 24.5 | 735 | 119.6505 |  |  |  | 239.5377 |  | 31.5423 | 9.97 |  | 4.3 | 8.3986 | 16.2553 | 89.33 | 14.41 | 1.15 | 40.308 | [6 empty] | 191.6301
KVF | 1250 | 1000 | KVF12501000 | 1626.1446 | 24.5 | 735 | 149.5632 |  |  |  | 299.4221 |  | 39.4278 | 12.4625 |  | 4.3 | 8.3986 | 16.2553 | 89.33 | 28.82 | 1.15 | 50.385 | [6 empty] | 191.6301
KVF | 1500 | 1000 | KVF15001000 | 1736.3968 | 24.5 | 735 | 179.4758 |  |  |  | 359.3065 |  | 47.3134 | 14.955 |  | 4.3 | 8.3986 | 16.2553 | 89.33 | 28.82 | 1.15 | 60.4621 | [6 empty] | 191.6301
KVF | 1750 | 1000 | KVF17501000 | 1847.7989 | 24.5 | 735 | 209.3884 |  |  |  | 419.1909 |  | 55.199 | 17.4475 |  | 4.3 | 8.3986 | 16.2553 | 89.33 | 28.82 | 2.3 | 70.5391 | [6 empty] | 191.6301
KVF | 2000 | 1000 | KVF20001000 | 1958.051 | 24.5 | 735 | 239.3011 |  |  |  | 479.0753 |  | 63.0846 | 19.94 |  | 4.3 | 8.3986 | 16.2553 | 89.33 | 28.82 | 2.3 | 80.6161 | [6 empty] | 191.6301
KVF | 2250 | 1000 | KVF22501000 | 2098.3031 | 25.5 | 765 | 269.2137 |  |  |  | 538.9597 |  | 70.9701 | 22.4325 |  | 4.3 | 8.3986 | 16.2553 | 89.33 | 28.82 | 2.3 | 90.6931 | [6 empty] | 191.6301
KVF | 2500 | 1000 | KVF25001000 | 2208.5553 | 25.5 | 765 | 299.1263 |  |  |  | 598.8441 |  | 78.8557 | 24.925 |  | 4.3 | 8.3986 | 16.2553 | 89.33 | 28.82 | 2.3 | 100.7701 | [6 empty] | 191.6301
KVF | 2750 | 1000 | KVF27501000 | 2318.8074 | 25.5 | 765 | 329.039 |  |  |  | 658.7286 |  | 86.7413 | 27.4175 |  | 4.3 | 8.3986 | 16.2553 | 89.33 | 28.82 | 2.3 | 110.8471 | [6 empty] | 191.6301
KVF | 3000 | 1000 | KVF30001000 | 2429.0595 | 25.5 | 765 | 358.9516 |  |  |  | 718.613 |  | 94.6268 | 29.91 |  | 4.3 | 8.3986 | 16.2553 | 89.33 | 28.82 | 2.3 | 120.9241 | [6 empty] | 191.6301
KVF | 1000 | 1250 | KVF10001250 | 1501.4825 | 24.5 | 735 | 119.6505 |  |  |  | 239.5377 |  | 31.5423 | 9.97 |  | 4.3 | 8.3986 | 16.2553 | 89.33 | 14.41 | 1.15 | 40.308 | [6 empty] | 191.6301
KVF | 1250 | 1250 | KVF12501250 | 1626.1446 | 24.5 | 735 | 149.5632 |  |  |  | 299.4221 |  | 39.4278 | 12.4625 |  | 4.3 | 8.3986 | 16.2553 | 89.33 | 28.82 | 1.15 | 50.385 | [6 empty] | 191.6301
KVF | 1500 | 1250 | KVF15001250 | 1736.3968 | 24.5 | 735 | 179.4758 |  |  |  | 359.3065 |  | 47.3134 | 14.955 |  | 4.3 | 8.3986 | 16.2553 | 89.33 | 28.82 | 1.15 | 60.4621 | [6 empty] | 191.6301
KVF | 1750 | 1250 | KVF17501250 | 1847.7989 | 24.5 | 735 | 209.3884 |  |  |  | 419.1909 |  | 55.199 | 17.4475 |  | 4.3 | 8.3986 | 16.2553 | 89.33 | 28.82 | 2.3 | 70.5391 | [6 empty] | 191.6301
KVF | 2000 | 1250 | KVF20001250 | 1958.051 | 24.5 | 735 | 239.3011 |  |  |  | 479.0753 |  | 63.0846 | 19.94 |  | 4.3 | 8.3986 | 16.2553 | 89.33 | 28.82 | 2.3 | 80.6161 | [6 empty] | 191.6301
KVF | 2250 | 1250 | KVF22501250 | 2068.3031 | 24.5 | 735 | 269.2137 |  |  |  | 538.9597 |  | 70.9701 | 22.4325 |  | 4.3 | 8.3986 | 16.2553 | 89.33 | 28.82 | 2.3 | 90.6931 | [6 empty] | 191.6301
KVF | 2500 | 1250 | KVF25001250 | 2208.5553 | 25.5 | 765 | 299.1263 |  |  |  | 598.8441 |  | 78.8557 | 24.925 |  | 4.3 | 8.3986 | 16.2553 | 89.33 | 28.82 | 2.3 | 100.7701 | [6 empty] | 191.6301
KVF | 2750 | 1250 | KVF27501250 | 2318.8074 | 25.5 | 765 | 329.039 |  |  |  | 658.7286 |  | 86.7413 | 27.4175 |  | 4.3 | 8.3986 | 16.2553 | 89.33 | 28.82 | 2.3 | 110.8471 | [6 empty] | 191.6301
KVF | 3000 | 1250 | KVF30001250 | 2429.0595 | 25.5 | 765 | 358.9516 |  |  |  | 718.613 |  | 94.6268 | 29.91 |  | 4.3 | 8.3986 | 16.2553 | 89.33 | 28.82 | 2.3 | 120.9241 | [6 empty] | 191.6301
KVF | 1000 | 1500 | KVF10001500 | 1567.725 | 24.5 | 735 | 119.6505 |  |  |  | 239.5377 |  | 31.5423 | 9.97 |  | 4.3 | 8.3986 | 16.2553 | 89.33 | 14.41 | 1.15 | 58.0516 | [6 empty] | 240.1291
KVF | 1250 | 1500 | KVF12501500 | 1696.823 | 24.5 | 735 | 149.5632 |  |  |  | 299.4221 |  | 39.4278 | 12.4625 |  | 4.3 | 8.3986 | 16.2553 | 89.33 | 28.82 | 1.15 | 72.5645 | [6 empty] | 240.1291
KVF | 1500 | 1500 | KVF15001500 | 1811.511 | 24.5 | 735 | 179.4758 |  |  |  | 359.3065 |  | 47.3134 | 14.955 |  | 4.3 | 8.3986 | 16.2553 | 89.33 | 28.82 | 1.15 | 87.0774 | [6 empty] | 240.1291
KVF | 1750 | 1500 | KVF17501500 | 1927.349 | 24.5 | 735 | 209.3884 |  |  |  | 419.1909 |  | 55.199 | 17.4475 |  | 4.3 | 8.3986 | 16.2553 | 89.33 | 28.82 | 2.3 | 101.5902 | [6 empty] | 240.1291
KVF | 2000 | 1500 | KVF20001500 | 2042.0371 | 24.5 | 735 | 239.3011 |  |  |  | 479.0753 |  | 63.0846 | 19.94 |  | 4.3 | 8.3986 | 16.2553 | 89.33 | 28.82 | 2.3 | 116.1031 | [6 empty] | 240.1291
KVF | 2250 | 1500 | KVF22501500 | 2186.7251 | 25.5 | 765 | 269.2137 |  |  |  | 538.9597 |  | 70.9701 | 22.4325 |  | 4.3 | 8.3986 | 16.2553 | 89.33 | 28.82 | 2.3 | 130.616 | [6 empty] | 240.1291
KVF | 2500 | 1500 | KVF25001500 | 2301.4131 | 25.5 | 765 | 299.1263 |  |  |  | 598.8441 |  | 78.8557 | 24.925 |  | 4.3 | 8.3986 | 16.2553 | 89.33 | 28.82 | 2.3 | 145.1289 | [6 empty] | 240.1291
KVF | 2750 | 1500 | KVF27501500 | 2416.1011 | 25.5 | 765 | 329.039 |  |  |  | 658.7286 |  | 86.7413 | 27.4175 |  | 4.3 | 8.3986 | 16.2553 | 89.33 | 28.82 | 2.3 | 159.6418 | [6 empty] | 240.1291
KVF | 3000 | 1500 | KVF30001500 | 2530.7891 | 25.5 | 765 | 358.9516 |  |  |  | 718.613 |  | 94.6268 | 29.91 |  | 4.3 | 8.3986 | 16.2553 | 89.33 | 28.82 | 2.3 | 174.1547 | [6 empty] | 240.1291
KVF | 1000 | 1750 | KVF10001750 | 1611.4924 | 24.5 | 735 | 119.6505 |  |  |  | 239.5377 |  | 31.5423 | 9.97 |  | 4.3 | 8.3986 | 16.2553 | 89.33 | 14.41 | 1.15 | 69.8806 | [6 empty] | 272.0675
KVF | 1250 | 1750 | KVF12501750 | 1743.5477 | 24.5 | 735 | 149.5632 |  |  |  | 299.4221 |  | 39.4278 | 12.4625 |  | 4.3 | 8.3986 | 16.2553 | 89.33 | 28.82 | 1.15 | 87.3507 | [6 empty] | 272.0675
KVF | 1500 | 1750 | KVF15001750 | 1861.1929 | 24.5 | 735 | 179.4758 |  |  |  | 359.3065 |  | 47.3134 | 14.955 |  | 4.3 | 8.3986 | 16.2553 | 89.33 | 28.82 | 1.15 | 104.8209 | [6 empty] | 272.0675
KVF | 1750 | 1750 | KVF17501750 | 1979.9882 | 24.5 | 735 | 209.3884 |  |  |  | 419.1909 |  | 55.199 | 17.4475 |  | 4.3 | 8.3986 | 16.2553 | 89.33 | 28.82 | 2.3 | 122.291 | [6 empty] | 272.0675
KVF | 2000 | 1750 | KVF20001750 | 2097.6334 | 24.5 | 735 | 239.3011 |  |  |  | 479.0753 |  | 63.0846 | 19.94 |  | 4.3 | 8.3986 | 16.2553 | 89.33 | 28.82 | 2.3 | 139.7612 | [6 empty] | 272.0675
KVF | 2250 | 1750 | KVF22501750 | 2245.2787 | 25.5 | 765 | 269.2137 |  |  |  | 538.9597 |  | 70.9701 | 22.4325 |  | 4.3 | 8.3986 | 16.2553 | 89.33 | 28.82 | 2.3 | 157.2313 | [6 empty] | 272.0675
KVF | 2500 | 1750 | KVF25001750 | 2362.924 | 25.5 | 765 | 299.1263 |  |  |  | 598.8441 |  | 78.8557 | 24.925 |  | 4.3 | 8.3986 | 16.2553 | 89.33 | 28.82 | 2.3 | 174.7015 | [6 empty] | 272.0675
KVF | 2750 | 1750 | KVF27501750 | 2480.5692 | 25.5 | 765 | 329.039 |  |  |  | 658.7286 |  | 86.7413 | 27.4175 |  | 4.3 | 8.3986 | 16.2553 | 89.33 | 28.82 | 2.3 | 192.1716 | [6 empty] | 272.0675
KVF | 3000 | 1750 | KVF30001750 | 2598.2145 | 25.5 | 765 | 358.9516 |  |  |  | 718.613 |  | 94.6268 | 29.91 |  | 4.3 | 8.3986 | 16.2553 | 89.33 | 28.82 | 2.3 | 209.6418 | [6 empty] | 272.0675
KVF | 1000 | 2000 | KVF10002000 | 1668.2717 | 24.5 | 735 | 119.6505 |  |  |  | 239.5377 |  | 31.5423 | 9.97 |  | 4.3 | 8.3986 | 16.2553 | 89.33 | 14.41 | 1.15 | 87.6241 | [6 empty] | 311.1032
KVF | 1250 | 2000 | KVF12502000 | 1804.7628 | 24.5 | 735 | 149.5632 |  |  |  | 299.4221 |  | 39.4278 | 12.4625 |  | 4.3 | 8.3986 | 16.2553 | 89.33 | 28.82 | 1.15 | 109.5302 | [6 empty] | 311.1032
KVF | 1500 | 2000 | KVF15002000 | 1926.844 | 24.5 | 735 | 179.4758 |  |  |  | 359.3065 |  | 47.3134 | 14.955 |  | 4.3 | 8.3986 | 16.2553 | 89.33 | 28.82 | 1.15 | 131.4362 | [6 empty] | 311.1032
KVF | 1750 | 2000 | KVF17502000 | 2050.0751 | 24.5 | 735 | 209.3884 |  |  |  | 419.1909 |  | 55.199 | 17.4475 |  | 4.3 | 8.3986 | 16.2553 | 89.33 | 28.82 | 2.3 | 153.3422 | [6 empty] | 311.1032
KVF | 2000 | 2000 | KVF20002000 | 2172.1563 | 24.5 | 735 | 239.3011 |  |  |  | 479.0753 |  | 63.0846 | 19.94 |  | 4.3 | 8.3986 | 16.2553 | 89.33 | 28.82 | 2.3 | 175.2482 | [6 empty] | 311.1032
KVF | 2250 | 2000 | KVF22502000 | 2324.2374 | 25.5 | 765 | 269.2137 |  |  |  | 538.9597 |  | 70.9701 | 22.4325 |  | 4.3 | 8.3986 | 16.2553 | 89.33 | 28.82 | 2.3 | 197.1543 | [6 empty] | 311.1032
KVF | 2500 | 2000 | KVF25002000 | 2446.3186 | 25.5 | 765 | 299.1263 |  |  |  | 598.8441 |  | 78.8557 | 24.925 |  | 4.3 | 8.3986 | 16.2553 | 89.33 | 28.82 | 2.3 | 219.0603 | [6 empty] | 311.1032
KVF | 2750 | 2000 | KVF27502000 | 2568.3997 | 25.5 | 765 | 329.039 |  |  |  | 658.7286 |  | 86.7413 | 27.4175 |  | 4.3 | 8.3986 | 16.2553 | 89.33 | 28.82 | 2.3 | 240.9663 | [6 empty] | 311.1032
KVF | 3000 | 2000 | KVF30002000 | 2690.4809 | 25.5 | 765 | 358.9516 |  |  |  | 718.613 |  | 94.6268 | 29.91 |  | 4.3 | 8.3986 | 16.2553 | 89.33 | 28.82 | 2.3 | 262.8724 | [6 empty] | 311.1032
CMWF | 1000 | 1000 | CMWF10001000 | 1501.4825 | 24.5 | 735 | 119.6505 |  |  |  | 239.5377 |  | 31.5423 | 9.97 |  | 4.3 | 8.3986 | 16.2553 | 89.33 | 14.41 | 1.15 | 40.308 | [6 empty] | 191.6301
CMWF | 1250 | 1000 | CMWF12501000 | 1626.1446 | 24.5 | 735 | 149.5632 |  |  |  | 299.4221 |  | 39.4278 | 12.4625 |  | 4.3 | 8.3986 | 16.2553 | 89.33 | 28.82 | 1.15 | 50.385 | [6 empty] | 191.6301
CMWF | 1500 | 1000 | CMWF15001000 | 1736.3968 | 24.5 | 735 | 179.4758 |  |  |  | 359.3065 |  | 47.3134 | 14.955 |  | 4.3 | 8.3986 | 16.2553 | 89.33 | 28.82 | 1.15 | 60.4621 | [6 empty] | 191.6301
CMWF | 1750 | 1000 | CMWF17501000 | 1847.7989 | 24.5 | 735 | 209.3884 |  |  |  | 419.1909 |  | 55.199 | 17.4475 |  | 4.3 | 8.3986 | 16.2553 | 89.33 | 28.82 | 2.3 | 70.5391 | [6 empty] | 191.6301
CMWF | 2000 | 1000 | CMWF20001000 | 1958.051 | 24.5 | 735 | 239.3011 |  |  |  | 479.0753 |  | 63.0846 | 19.94 |  | 4.3 | 8.3986 | 16.2553 | 89.33 | 28.82 | 2.3 | 80.6161 | [6 empty] | 191.6301
CMWF | 2250 | 1000 | CMWF22501000 | 2098.3031 | 25.5 | 765 | 269.2137 |  |  |  | 538.9597 |  | 70.9701 | 22.4325 |  | 4.3 | 8.3986 | 16.2553 | 89.33 | 28.82 | 2.3 | 90.6931 | [6 empty] | 191.6301
CMWF | 2500 | 1000 | CMWF25001000 | 2208.5553 | 25.5 | 765 | 299.1263 |  |  |  | 598.8441 |  | 78.8557 | 24.925 |  | 4.3 | 8.3986 | 16.2553 | 89.33 | 28.82 | 2.3 | 100.7701 | [6 empty] | 191.6301
CMWF | 2750 | 1000 | CMWF27501000 | 2318.8074 | 25.5 | 765 | 329.039 |  |  |  | 658.7286 |  | 86.7413 | 27.4175 |  | 4.3 | 8.3986 | 16.2553 | 89.33 | 28.82 | 2.3 | 110.8471 | [6 empty] | 191.6301
CMWF | 3000 | 1000 | CMWF30001000 | 2429.0595 | 25.5 | 765 | 358.9516 |  |  |  | 718.613 |  | 94.6268 | 29.91 |  | 4.3 | 8.3986 | 16.2553 | 89.33 | 28.82 | 2.3 | 120.9241 | [6 empty] | 191.6301
CMWF | 1000 | 1250 | CMWF10001250 | 1501.4825 | 24.5 | 735 | 119.6505 |  |  |  | 239.5377 |  | 31.5423 | 9.97 |  | 4.3 | 8.3986 | 16.2553 | 89.33 | 14.41 | 1.15 | 40.308 | [6 empty] | 191.6301
CMWF | 1250 | 1250 | CMWF12501250 | 1626.1446 | 24.5 | 735 | 149.5632 |  |  |  | 299.4221 |  | 39.4278 | 12.4625 |  | 4.3 | 8.3986 | 16.2553 | 89.33 | 28.82 | 1.15 | 50.385 | [6 empty] | 191.6301
CMWF | 1500 | 1250 | CMWF15001250 | 1736.3968 | 24.5 | 735 | 179.4758 |  |  |  | 359.3065 |  | 47.3134 | 14.955 |  | 4.3 | 8.3986 | 16.2553 | 89.33 | 28.82 | 1.15 | 60.4621 | [6 empty] | 191.6301
CMWF | 1750 | 1250 | CMWF17501250 | 1847.7989 | 24.5 | 735 | 209.3884 |  |  |  | 419.1909 |  | 55.199 | 17.4475 |  | 4.3 | 8.3986 | 16.2553 | 89.33 | 28.82 | 2.3 | 70.5391 | [6 empty] | 191.6301
CMWF | 2000 | 1250 | CMWF20001250 | 1958.051 | 24.5 | 735 | 239.3011 |  |  |  | 479.0753 |  | 63.0846 | 19.94 |  | 4.3 | 8.3986 | 16.2553 | 89.33 | 28.82 | 2.3 | 80.6161 | [6 empty] | 191.6301
CMWF | 2250 | 1250 | CMWF22501250 | 2068.3031 | 24.5 | 735 | 269.2137 |  |  |  | 538.9597 |  | 70.9701 | 22.4325 |  | 4.3 | 8.3986 | 16.2553 | 89.33 | 28.82 | 2.3 | 90.6931 | [6 empty] | 191.6301
CMWF | 2500 | 1250 | CMWF25001250 | 2208.5553 | 25.5 | 765 | 299.1263 |  |  |  | 598.8441 |  | 78.8557 | 24.925 |  | 4.3 | 8.3986 | 16.2553 | 89.33 | 28.82 | 2.3 | 100.7701 | [6 empty] | 191.6301
CMWF | 2750 | 1250 | CMWF27501250 | 2318.8074 | 25.5 | 765 | 329.039 |  |  |  | 658.7286 |  | 86.7413 | 27.4175 |  | 4.3 | 8.3986 | 16.2553 | 89.33 | 28.82 | 2.3 | 110.8471 | [6 empty] | 191.6301
CMWF | 3000 | 1250 | CMWF30001250 | 2429.0595 | 25.5 | 765 | 358.9516 |  |  |  | 718.613 |  | 94.6268 | 29.91 |  | 4.3 | 8.3986 | 16.2553 | 89.33 | 28.82 | 2.3 | 120.9241 | [6 empty] | 191.6301
CMWF | 1000 | 1500 | CMWF10001500 | 1567.725 | 24.5 | 735 | 119.6505 |  |  |  | 239.5377 |  | 31.5423 | 9.97 |  | 4.3 | 8.3986 | 16.2553 | 89.33 | 14.41 | 1.15 | 58.0516 | [6 empty] | 240.1291
CMWF | 1250 | 1500 | CMWF12501500 | 1696.823 | 24.5 | 735 | 149.5632 |  |  |  | 299.4221 |  | 39.4278 | 12.4625 |  | 4.3 | 8.3986 | 16.2553 | 89.33 | 28.82 | 1.15 | 72.5645 | [6 empty] | 240.1291
CMWF | 1500 | 1500 | CMWF15001500 | 1811.511 | 24.5 | 735 | 179.4758 |  |  |  | 359.3065 |  | 47.3134 | 14.955 |  | 4.3 | 8.3986 | 16.2553 | 89.33 | 28.82 | 1.15 | 87.0774 | [6 empty] | 240.1291
CMWF | 1750 | 1500 | CMWF17501500 | 1927.349 | 24.5 | 735 | 209.3884 |  |  |  | 419.1909 |  | 55.199 | 17.4475 |  | 4.3 | 8.3986 | 16.2553 | 89.33 | 28.82 | 2.3 | 101.5902 | [6 empty] | 240.1291
CMWF | 2000 | 1500 | CMWF20001500 | 2042.0371 | 24.5 | 735 | 239.3011 |  |  |  | 479.0753 |  | 63.0846 | 19.94 |  | 4.3 | 8.3986 | 16.2553 | 89.33 | 28.82 | 2.3 | 116.1031 | [6 empty] | 240.1291
CMWF | 2250 | 1500 | CMWF22501500 | 2186.7251 | 25.5 | 765 | 269.2137 |  |  |  | 538.9597 |  | 70.9701 | 22.4325 |  | 4.3 | 8.3986 | 16.2553 | 89.33 | 28.82 | 2.3 | 130.616 | [6 empty] | 240.1291
CMWF | 2500 | 1500 | CMWF25001500 | 2301.4131 | 25.5 | 765 | 299.1263 |  |  |  | 598.8441 |  | 78.8557 | 24.925 |  | 4.3 | 8.3986 | 16.2553 | 89.33 | 28.82 | 2.3 | 145.1289 | [6 empty] | 240.1291
CMWF | 2750 | 1500 | CMWF27501500 | 2416.1011 | 25.5 | 765 | 329.039 |  |  |  | 658.7286 |  | 86.7413 | 27.4175 |  | 4.3 | 8.3986 | 16.2553 | 89.33 | 28.82 | 2.3 | 159.6418 | [6 empty] | 240.1291
CMWF | 3000 | 1500 | CMWF30001500 | 2530.7891 | 25.5 | 765 | 358.9516 |  |  |  | 718.613 |  | 94.6268 | 29.91 |  | 4.3 | 8.3986 | 16.2553 | 89.33 | 28.82 | 2.3 | 174.1547 | [6 empty] | 240.1291
CMWF | 1000 | 1750 | CMWF10001750 | 1611.4924 | 24.5 | 735 | 119.6505 |  |  |  | 239.5377 |  | 31.5423 | 9.97 |  | 4.3 | 8.3986 | 16.2553 | 89.33 | 14.41 | 1.15 | 69.8806 | [6 empty] | 272.0675
CMWF | 1250 | 1750 | CMWF12501750 | 1743.5477 | 24.5 | 735 | 149.5632 |  |  |  | 299.4221 |  | 39.4278 | 12.4625 |  | 4.3 | 8.3986 | 16.2553 | 89.33 | 28.82 | 1.15 | 87.3507 | [6 empty] | 272.0675
CMWF | 1500 | 1750 | CMWF15001750 | 1861.1929 | 24.5 | 735 | 179.4758 |  |  |  | 359.3065 |  | 47.3134 | 14.955 |  | 4.3 | 8.3986 | 16.2553 | 89.33 | 28.82 | 1.15 | 104.8209 | [6 empty] | 272.0675
CMWF | 1750 | 1750 | CMWF17501750 | 1979.9882 | 24.5 | 735 | 209.3884 |  |  |  | 419.1909 |  | 55.199 | 17.4475 |  | 4.3 | 8.3986 | 16.2553 | 89.33 | 28.82 | 2.3 | 122.291 | [6 empty] | 272.0675
CMWF | 2000 | 1750 | CMWF20001750 | 2097.6334 | 24.5 | 735 | 239.3011 |  |  |  | 479.0753 |  | 63.0846 | 19.94 |  | 4.3 | 8.3986 | 16.2553 | 89.33 | 28.82 | 2.3 | 139.7612 | [6 empty] | 272.0675
CMWF | 2250 | 1750 | CMWF22501750 | 2245.2787 | 25.5 | 765 | 269.2137 |  |  |  | 538.9597 |  | 70.9701 | 22.4325 |  | 4.3 | 8.3986 | 16.2553 | 89.33 | 28.82 | 2.3 | 157.2313 | [6 empty] | 272.0675
CMWF | 2500 | 1750 | CMWF25001750 | 2362.924 | 25.5 | 765 | 299.1263 |  |  |  | 598.8441 |  | 78.8557 | 24.925 |  | 4.3 | 8.3986 | 16.2553 | 89.33 | 28.82 | 2.3 | 174.7015 | [6 empty] | 272.0675
CMWF | 2750 | 1750 | CMWF27501750 | 2480.5692 | 25.5 | 765 | 329.039 |  |  |  | 658.7286 |  | 86.7413 | 27.4175 |  | 4.3 | 8.3986 | 16.2553 | 89.33 | 28.82 | 2.3 | 192.1716 | [6 empty] | 272.0675
CMWF | 3000 | 1750 | CMWF30001750 | 2598.2145 | 25.5 | 765 | 358.9516 |  |  |  | 718.613 |  | 94.6268 | 29.91 |  | 4.3 | 8.3986 | 16.2553 | 89.33 | 28.82 | 2.3 | 209.6418 | [6 empty] | 272.0675
CMWF | 1000 | 2000 | CMWF10002000 | 1629.2359 | 24.5 | 735 | 119.6505 |  |  |  | 239.5377 |  | 31.5423 | 9.97 |  | 4.3 | 8.3986 | 16.2553 | 89.33 | 14.41 | 1.15 | 87.6241 | [6 empty] | 272.0675
CMWF | 1250 | 2000 | CMWF12502000 | 1765.7271 | 24.5 | 735 | 149.5632 |  |  |  | 299.4221 |  | 39.4278 | 12.4625 |  | 4.3 | 8.3986 | 16.2553 | 89.33 | 28.82 | 1.15 | 109.5302 | [6 empty] | 272.0675
CMWF | 1500 | 2000 | CMWF15002000 | 1887.8082 | 24.5 | 735 | 179.4758 |  |  |  | 359.3065 |  | 47.3134 | 14.955 |  | 4.3 | 8.3986 | 16.2553 | 89.33 | 28.82 | 1.15 | 131.4362 | [6 empty] | 272.0675
CMWF | 1750 | 2000 | CMWF17502000 | 2011.0394 | 24.5 | 735 | 209.3884 |  |  |  | 419.1909 |  | 55.199 | 17.4475 |  | 4.3 | 8.3986 | 16.2553 | 89.33 | 28.82 | 2.3 | 153.3422 | [6 empty] | 272.0675
CMWF | 2000 | 2000 | CMWF20002000 | 2133.1205 | 24.5 | 735 | 239.3011 |  |  |  | 479.0753 |  | 63.0846 | 19.94 |  | 4.3 | 8.3986 | 16.2553 | 89.33 | 28.82 | 2.3 | 175.2482 | [6 empty] | 272.0675
CMWF | 2250 | 2000 | CMWF22502000 | 2285.2017 | 25.5 | 765 | 269.2137 |  |  |  | 538.9597 |  | 70.9701 | 22.4325 |  | 4.3 | 8.3986 | 16.2553 | 89.33 | 28.82 | 2.3 | 197.1543 | [6 empty] | 272.0675
CMWF | 2500 | 2000 | CMWF25002000 | 2407.2828 | 25.5 | 765 | 299.1263 |  |  |  | 598.8441 |  | 78.8557 | 24.925 |  | 4.3 | 8.3986 | 16.2553 | 89.33 | 28.82 | 2.3 | 219.0603 | [6 empty] | 272.0675
CMWF | 2750 | 2000 | CMWF27502000 | 2529.364 | 25.5 | 765 | 329.039 |  |  |  | 658.7286 |  | 86.7413 | 27.4175 |  | 4.3 | 8.3986 | 16.2553 | 89.33 | 28.82 | 2.3 | 240.9663 | [6 empty] | 272.0675
CMWF | 3000 | 2000 | CMWF30002000 | 2651.4451 | 25.5 | 765 | 358.9516 |  |  |  | 718.613 |  | 94.6268 | 29.91 |  | 4.3 | 8.3986 | 16.2553 | 89.33 | 28.82 | 2.3 | 262.8724 | [6 empty] | 272.0675
CMWI | 1000 | 1000 | CMWI10001000 | 1289.2162 | 20 | 600 | 119.6505 |  |  |  | 209.3737 |  |  | 9.97 |  | 4.3 | 8.3986 | 16.2553 | 89.33 |  |  | 40.308 | [6 empty] | 191.6301
CMWI | 1250 | 1000 | CMWI12501000 | 1384.0418 | 20 | 600 | 149.5632 |  |  |  | 261.7171 |  |  | 12.4625 |  | 4.3 | 8.3986 | 16.2553 | 89.33 |  |  | 50.385 | [6 empty] | 191.6301
CMWI | 1500 | 1000 | CMWI15001000 | 1478.8673 | 20 | 600 | 179.4758 |  |  |  | 314.0605 |  |  | 14.955 |  | 4.3 | 8.3986 | 16.2553 | 89.33 |  |  | 60.4621 | [6 empty] | 191.6301
CMWI | 1750 | 1000 | CMWI17501000 | 1573.6929 | 20 | 600 | 209.3884 |  |  |  | 366.4039 |  |  | 17.4475 |  | 4.3 | 8.3986 | 16.2553 | 89.33 |  |  | 70.5391 | [6 empty] | 191.6301
CMWI | 2000 | 1000 | CMWI20001000 | 1668.5185 | 20 | 600 | 239.3011 |  |  |  | 418.7473 |  |  | 19.94 |  | 4.3 | 8.3986 | 16.2553 | 89.33 |  |  | 80.6161 | [6 empty] | 191.6301
CMWI | 2250 | 1000 | CMWI22501000 | 1793.344 | 21 | 630 | 269.2137 |  |  |  | 471.0907 |  |  | 22.4325 |  | 4.3 | 8.3986 | 16.2553 | 89.33 |  |  | 90.6931 | [6 empty] | 191.6301
CMWI | 2500 | 1000 | CMWI25001000 | 1888.1696 | 21 | 630 | 299.1263 |  |  |  | 523.4341 |  |  | 24.925 |  | 4.3 | 8.3986 | 16.2553 | 89.33 |  |  | 100.7701 | [6 empty] | 191.6301
CMWI | 2750 | 1000 | CMWI27501000 | 1982.9951 | 21 | 630 | 329.039 |  |  |  | 575.7775 |  |  | 27.4175 |  | 4.3 | 8.3986 | 16.2553 | 89.33 |  |  | 110.8471 | [6 empty] | 191.6301
CMWI | 3000 | 1000 | CMWI30001000 | 2077.8207 | 21 | 630 | 358.9516 |  |  |  | 628.121 |  |  | 29.91 |  | 4.3 | 8.3986 | 16.2553 | 89.33 |  |  | 120.9241 | [6 empty] | 191.6301
CMWI | 1000 | 1250 | CMWI10001250 | 1289.2162 | 20 | 600 | 119.6505 |  |  |  | 209.3737 |  |  | 9.97 |  | 4.3 | 8.3986 | 16.2553 | 89.33 |  |  | 40.308 | [6 empty] | 191.6301
CMWI | 1250 | 1250 | CMWI12501250 | 1384.0418 | 20 | 600 | 149.5632 |  |  |  | 261.7171 |  |  | 12.4625 |  | 4.3 | 8.3986 | 16.2553 | 89.33 |  |  | 50.385 | [6 empty] | 191.6301
CMWI | 1500 | 1250 | CMWI15001250 | 1478.8673 | 20 | 600 | 179.4758 |  |  |  | 314.0605 |  |  | 14.955 |  | 4.3 | 8.3986 | 16.2553 | 89.33 |  |  | 60.4621 | [6 empty] | 191.6301
CMWI | 1750 | 1250 | CMWI17501250 | 1573.6929 | 20 | 600 | 209.3884 |  |  |  | 366.4039 |  |  | 17.4475 |  | 4.3 | 8.3986 | 16.2553 | 89.33 |  |  | 70.5391 | [6 empty] | 191.6301
CMWI | 2000 | 1250 | CMWI20001250 | 1668.5185 | 20 | 600 | 239.3011 |  |  |  | 418.7473 |  |  | 19.94 |  | 4.3 | 8.3986 | 16.2553 | 89.33 |  |  | 80.6161 | [6 empty] | 191.6301
CMWI | 2250 | 1250 | CMWI22501250 | 1793.344 | 21 | 630 | 269.2137 |  |  |  | 471.0907 |  |  | 22.4325 |  | 4.3 | 8.3986 | 16.2553 | 89.33 |  |  | 90.6931 | [6 empty] | 191.6301
CMWI | 2500 | 1250 | CMWI25001250 | 1888.1696 | 21 | 630 | 299.1263 |  |  |  | 523.4341 |  |  | 24.925 |  | 4.3 | 8.3986 | 16.2553 | 89.33 |  |  | 100.7701 | [6 empty] | 191.6301
CMWI | 2750 | 1250 | CMWI27501250 | 1982.9951 | 21 | 630 | 329.039 |  |  |  | 575.7775 |  |  | 27.4175 |  | 4.3 | 8.3986 | 16.2553 | 89.33 |  |  | 110.8471 | [6 empty] | 191.6301
CMWI | 3000 | 1250 | CMWI30001250 | 2077.8207 | 21 | 630 | 358.9516 |  |  |  | 628.121 |  |  | 29.91 |  | 4.3 | 8.3986 | 16.2553 | 89.33 |  |  | 120.9241 | [6 empty] | 191.6301
CMWI | 1000 | 1500 | CMWI10001500 | 1355.4587 | 20 | 600 | 119.6505 |  |  |  | 209.3737 |  |  | 9.97 |  | 4.3 | 8.3986 | 16.2553 | 89.33 |  |  | 58.0516 | [6 empty] | 240.1291
CMWI | 1250 | 1500 | CMWI12501500 | 1454.7202 | 20 | 600 | 149.5632 |  |  |  | 261.7171 |  |  | 12.4625 |  | 4.3 | 8.3986 | 16.2553 | 89.33 |  |  | 72.5645 | [6 empty] | 240.1291
CMWI | 1500 | 1500 | CMWI15001500 | 1553.9816 | 20 | 600 | 179.4758 |  |  |  | 314.0605 |  |  | 14.955 |  | 4.3 | 8.3986 | 16.2553 | 89.33 |  |  | 87.0774 | [6 empty] | 240.1291
CMWI | 1750 | 1500 | CMWI17501500 | 1653.2431 | 20 | 600 | 209.3884 |  |  |  | 366.4039 |  |  | 17.4475 |  | 4.3 | 8.3986 | 16.2553 | 89.33 |  |  | 101.5902 | [6 empty] | 240.1291
CMWI | 2000 | 1500 | CMWI20001500 | 1752.5045 | 20 | 600 | 239.3011 |  |  |  | 418.7473 |  |  | 19.94 |  | 4.3 | 8.3986 | 16.2553 | 89.33 |  |  | 116.1031 | [6 empty] | 240.1291
CMWI | 2250 | 1500 | CMWI22501500 | 1881.7659 | 21 | 630 | 269.2137 |  |  |  | 471.0907 |  |  | 22.4325 |  | 4.3 | 8.3986 | 16.2553 | 89.33 |  |  | 130.616 | [6 empty] | 240.1291
CMWI | 2500 | 1500 | CMWI25001500 | 1981.0274 | 21 | 630 | 299.1263 |  |  |  | 523.4341 |  |  | 24.925 |  | 4.3 | 8.3986 | 16.2553 | 89.33 |  |  | 145.1289 | [6 empty] | 240.1291
CMWI | 2750 | 1500 | CMWI27501500 | 2080.2888 | 21 | 630 | 329.039 |  |  |  | 575.7775 |  |  | 27.4175 |  | 4.3 | 8.3986 | 16.2553 | 89.33 |  |  | 159.6418 | [6 empty] | 240.1291
CMWI | 3000 | 1500 | CMWI30001500 | 2179.5503 | 21 | 630 | 358.9516 |  |  |  | 628.121 |  |  | 29.91 |  | 4.3 | 8.3986 | 16.2553 | 89.33 |  |  | 174.1547 | [6 empty] | 240.1291
CMWI | 1000 | 1750 | CMWI10001750 | 1399.2261 | 20 | 600 | 119.6505 |  |  |  | 209.3737 |  |  | 9.97 |  | 4.3 | 8.3986 | 16.2553 | 89.33 |  |  | 69.8806 | [6 empty] | 272.0675
CMWI | 1250 | 1750 | CMWI12501750 | 1501.4448 | 20 | 600 | 149.5632 |  |  |  | 261.7171 |  |  | 12.4625 |  | 4.3 | 8.3986 | 16.2553 | 89.33 |  |  | 87.3507 | [6 empty] | 272.0675
CMWI | 1500 | 1750 | CMWI15001750 | 1603.6635 | 20 | 600 | 179.4758 |  |  |  | 314.0605 |  |  | 14.955 |  | 4.3 | 8.3986 | 16.2553 | 89.33 |  |  | 104.8209 | [6 empty] | 272.0675
CMWI | 1750 | 1750 | CMWI17501750 | 1705.8822 | 20 | 600 | 209.3884 |  |  |  | 366.4039 |  |  | 17.4475 |  | 4.3 | 8.3986 | 16.2553 | 89.33 |  |  | 122.291 | [6 empty] | 272.0675
CMWI | 2000 | 1750 | CMWI20001750 | 1808.1009 | 20 | 600 | 239.3011 |  |  |  | 418.7473 |  |  | 19.94 |  | 4.3 | 8.3986 | 16.2553 | 89.33 |  |  | 139.7612 | [6 empty] | 272.0675
CMWI | 2250 | 1750 | CMWI22501750 | 1940.3196 | 21 | 630 | 269.2137 |  |  |  | 471.0907 |  |  | 22.4325 |  | 4.3 | 8.3986 | 16.2553 | 89.33 |  |  | 157.2313 | [6 empty] | 272.0675
CMWI | 2500 | 1750 | CMWI25001750 | 2042.5383 | 21 | 630 | 299.1263 |  |  |  | 523.4341 |  |  | 24.925 |  | 4.3 | 8.3986 | 16.2553 | 89.33 |  |  | 174.7015 | [6 empty] | 272.0675
CMWI | 2750 | 1750 | CMWI27501750 | 2144.757 | 21 | 630 | 329.039 |  |  |  | 575.7775 |  |  | 27.4175 |  | 4.3 | 8.3986 | 16.2553 | 89.33 |  |  | 192.1716 | [6 empty] | 272.0675
CMWI | 3000 | 1750 | CMWI30001750 | 2246.9757 | 21 | 630 | 358.9516 |  |  |  | 628.121 |  |  | 29.91 |  | 4.3 | 8.3986 | 16.2553 | 89.33 |  |  | 209.6418 | [6 empty] | 272.0675
CMWI | 1000 | 2000 | CMWI10002000 | 1416.9696 | 20 | 600 | 119.6505 |  |  |  | 209.3737 |  |  | 9.97 |  | 4.3 | 8.3986 | 16.2553 | 89.33 |  |  | 87.6241 | [6 empty] | 272.0675
CMWI | 1250 | 2000 | CMWI12502000 | 1523.6242 | 20 | 600 | 149.5632 |  |  |  | 261.7171 |  |  | 12.4625 |  | 4.3 | 8.3986 | 16.2553 | 89.33 |  |  | 109.5302 | [6 empty] | 272.0675
CMWI | 1500 | 2000 | CMWI15002000 | 1630.2788 | 20 | 600 | 179.4758 |  |  |  | 314.0605 |  |  | 14.955 |  | 4.3 | 8.3986 | 16.2553 | 89.33 |  |  | 131.4362 | [6 empty] | 272.0675
CMWI | 1750 | 2000 | CMWI17502000 | 1736.9334 | 20 | 600 | 209.3884 |  |  |  | 366.4039 |  |  | 17.4475 |  | 4.3 | 8.3986 | 16.2553 | 89.33 |  |  | 153.3422 | [6 empty] | 272.0675
CMWI | 2000 | 2000 | CMWI20002000 | 1843.5879 | 20 | 600 | 239.3011 |  |  |  | 418.7473 |  |  | 19.94 |  | 4.3 | 8.3986 | 16.2553 | 89.33 |  |  | 175.2482 | [6 empty] | 272.0675
CMWI | 2250 | 2000 | CMWI22502000 | 1980.2425 | 21 | 630 | 269.2137 |  |  |  | 471.0907 |  |  | 22.4325 |  | 4.3 | 8.3986 | 16.2553 | 89.33 |  |  | 197.1543 | [6 empty] | 272.0675
CMWI | 2500 | 2000 | CMWI25002000 | 2086.8971 | 21 | 630 | 299.1263 |  |  |  | 523.4341 |  |  | 24.925 |  | 4.3 | 8.3986 | 16.2553 | 89.33 |  |  | 219.0603 | [6 empty] | 272.0675
CMWI | 2750 | 2000 | CMWI27502000 | 2193.5517 | 21 | 630 | 329.039 |  |  |  | 575.7775 |  |  | 27.4175 |  | 4.3 | 8.3986 | 16.2553 | 89.33 |  |  | 240.9663 | [6 empty] | 272.0675
CMWI | 3000 | 2000 | CMWI30002000 | 2300.2063 | 21 | 630 | 358.9516 |  |  |  | 628.121 |  |  | 29.91 |  | 4.3 | 8.3986 | 16.2553 | 89.33 |  |  | 262.8724 | [6 empty] | 272.0675
CV-W-MUAP | 1000 | 1000 | CV-W-MUAP10001000 | 1456.0054 | 20 | 600 | 119.6505 |  |  |  | 209.3737 |  |  | 9.97 |  | 4.3 | 8.3986 | 16.2553 | 89.33 |  |  | 87.6241 | [6 empty] | 311.1032
CV-W-MUAP | 1250 | 1000 | CV-W-MUAP12501000 | 1540.4806 | 20 | 600 | 149.5632 |  |  |  | 261.7171 |  |  | 12.4625 |  | 4.3 | 8.3986 | 16.2553 | 89.33 |  |  | 87.3507 | [6 empty] | 311.1032
CV-W-MUAP | 1500 | 1000 | CV-W-MUAP15001000 | 1642.6993 | 20 | 600 | 179.4758 |  |  |  | 314.0605 |  |  | 14.955 |  | 4.3 | 8.3986 | 16.2553 | 89.33 |  |  | 104.8209 | [6 empty] | 311.1032
CV-W-MUAP | 1750 | 1000 | CV-W-MUAP17501000 | 1744.918 | 20 | 600 | 209.3884 |  |  |  | 366.4039 |  |  | 17.4475 |  | 4.3 | 8.3986 | 16.2553 | 89.33 |  |  | 122.291 | [6 empty] | 311.1032
CV-W-MUAP | 2000 | 1000 | CV-W-MUAP20001000 | 1847.1367 | 20 | 600 | 239.3011 |  |  |  | 418.7473 |  |  | 19.94 |  | 4.3 | 8.3986 | 16.2553 | 89.33 |  |  | 139.7612 | [6 empty] | 311.1032
CV-W-MUAP | 2250 | 1000 | CV-W-MUAP22501000 | 1979.3553 | 21 | 630 | 269.2137 |  |  |  | 471.0907 |  |  | 22.4325 |  | 4.3 | 8.3986 | 16.2553 | 89.33 |  |  | 157.2313 | [6 empty] | 311.1032
CV-W-MUAP | 2500 | 1000 | CV-W-MUAP25001000 | 2081.574 | 21 | 630 | 299.1263 |  |  |  | 523.4341 |  |  | 24.925 |  | 4.3 | 8.3986 | 16.2553 | 89.33 |  |  | 174.7015 | [6 empty] | 311.1032
CV-W-MUAP | 2750 | 1000 | CV-W-MUAP27501000 | 2183.7927 | 21 | 630 | 329.039 |  |  |  | 575.7775 |  |  | 27.4175 |  | 4.3 | 8.3986 | 16.2553 | 89.33 |  |  | 192.1716 | [6 empty] | 311.1032
CV-W-MUAP | 3000 | 1000 | CV-W-MUAP30001000 | 2286.0114 | 21 | 630 | 358.9516 |  |  |  | 628.121 |  |  | 29.91 |  | 4.3 | 8.3986 | 16.2553 | 89.33 |  |  | 209.6418 | [6 empty] | 311.1032
CV-W-MUAP | 1000 | 1250 | CV-W-MUAP10001250 | 1056.6063 | 18 | 540 | 79.0001 | 86.6476 |  |  |  | 121.2475 | 31.5423 | 9.97 |  |  | 8.3986 | 16.2553 |  | 14.41 |  | 40.308 | [6 empty] | 108.827
CV-W-MUAP | 1250 | 1250 | CV-W-MUAP12501250 | 1143.4451 | 18 | 540 | 79.0001 | 108.3095 |  |  |  | 151.5593 | 39.4278 | 12.4625 |  |  | 8.3986 | 16.2553 |  | 28.82 |  | 50.385 | [6 empty] | 108.827
CV-W-MUAP | 1500 | 1250 | CV-W-MUAP15001250 | 1215.874 | 18 | 540 | 79.0001 | 129.9714 |  |  |  | 181.8712 | 47.3134 | 14.955 |  |  | 8.3986 | 16.2553 |  | 28.82 |  | 60.4621 | [6 empty] | 108.827
CV-W-MUAP | 1750 | 1250 | CV-W-MUAP17501250 | 1288.3028 | 18 | 540 | 79.0001 | 151.6333 |  |  |  | 212.183 | 55.199 | 17.4475 |  |  | 8.3986 | 16.2553 |  | 28.82 |  | 70.5391 | [6 empty] | 108.827
CV-W-MUAP | 2000 | 1250 | CV-W-MUAP20001250 | 1360.7317 | 18 | 540 | 79.0001 | 173.2951 |  |  |  | 242.4949 | 63.0846 | 19.94 |  |  | 8.3986 | 16.2553 |  | 28.82 |  | 80.6161 | [6 empty] | 108.827
CV-W-MUAP | 2250 | 1250 | CV-W-MUAP22501250 | 1463.1605 | 19 | 570 | 79.0001 | 194.957 |  |  |  | 272.8068 | 70.9701 | 22.4325 |  |  | 8.3986 | 16.2553 |  | 28.82 |  | 90.6931 | [6 empty] | 108.827
CV-W-MUAP | 2500 | 1250 | CV-W-MUAP25001250 | 1535.5893 | 19 | 570 | 79.0001 | 216.6189 |  |  |  | 303.1186 | 78.8557 | 24.925 |  |  | 8.3986 | 16.2553 |  | 28.82 |  | 100.7701 | [6 empty] | 108.827
CV-W-MUAP | 2750 | 1250 | CV-W-MUAP27501250 | 1608.0182 | 19 | 570 | 79.0001 | 238.2808 |  |  |  | 333.4305 | 86.7413 | 27.4175 |  |  | 8.3986 | 16.2553 |  | 28.82 |  | 110.8471 | [6 empty] | 108.827
CV-W-MUAP | 3000 | 1250 | CV-W-MUAP30001250 | 1680.447 | 19 | 570 | 79.0001 | 259.9427 |  |  |  | 363.7424 | 94.6268 | 29.91 |  |  | 8.3986 | 16.2553 |  | 28.82 |  | 120.9241 | [6 empty] | 108.827
CV-W-MUAP | 1000 | 1500 | CV-W-MUAP10001500 | 1121.2696 | 18 | 540 | 98.7132 | 86.6476 |  |  |  | 121.2475 | 31.5423 | 9.97 |  |  | 8.3986 | 16.2553 |  | 14.41 |  | 58.0516 | [6 empty] | 136.0337
CV-W-MUAP | 1250 | 1500 | CV-W-MUAP12501500 | 1212.5444 | 18 | 540 | 98.7132 | 108.3095 |  |  |  | 151.5593 | 39.4278 | 12.4625 |  |  | 8.3986 | 16.2553 |  | 28.82 |  | 72.5645 | [6 empty] | 136.0337
CV-W-MUAP | 1500 | 1500 | CV-W-MUAP15001500 | 1289.4091 | 18 | 540 | 98.7132 | 129.9714 |  |  |  | 181.8712 | 47.3134 | 14.955 |  |  | 8.3986 | 16.2553 |  | 28.82 |  | 87.0774 | [6 empty] | 136.0337
CV-W-MUAP | 1750 | 1500 | CV-W-MUAP17501500 | 1366.2738 | 18 | 540 | 98.7132 | 151.6333 |  |  |  | 212.183 | 55.199 | 17.4475 |  |  | 8.3986 | 16.2553 |  | 28.82 |  | 101.5902 | [6 empty] | 136.0337
CV-W-MUAP | 2000 | 1500 | CV-W-MUAP20001500 | 1443.1385 | 18 | 540 | 98.7132 | 173.2951 |  |  |  | 242.4949 | 63.0846 | 19.94 |  |  | 8.3986 | 16.2553 |  | 28.82 |  | 116.1031 | [6 empty] | 136.0337
CV-W-MUAP | 2250 | 1500 | CV-W-MUAP22501500 | 1550.0032 | 19 | 570 | 98.7132 | 194.957 |  |  |  | 272.8068 | 70.9701 | 22.4325 |  |  | 8.3986 | 16.2553 |  | 28.82 |  | 130.616 | [6 empty] | 136.0337
CV-W-MUAP | 2500 | 1500 | CV-W-MUAP25001500 | 1626.868 | 19 | 570 | 98.7132 | 216.6189 |  |  |  | 303.1186 | 78.8557 | 24.925 |  |  | 8.3986 | 16.2553 |  | 28.82 |  | 145.1289 | [6 empty] | 136.0337
CV-W-MUAP | 2750 | 1500 | CV-W-MUAP27501500 | 1703.7327 | 19 | 570 | 98.7132 | 238.2808 |  |  |  | 333.4305 | 86.7413 | 27.4175 |  |  | 8.3986 | 16.2553 |  | 28.82 |  | 159.6418 | [6 empty] | 136.0337
CV-W-MUAP | 3000 | 1500 | CV-W-MUAP30001500 | 1780.5974 | 19 | 570 | 98.7132 | 259.9427 |  |  |  | 363.7424 | 94.6268 | 29.91 |  |  | 8.3986 | 16.2553 |  | 28.82 |  | 174.1547 | [6 empty] | 136.0337
CV-W-MUAP | 1000 | 1750 | CV-W-MUAP10001750 | 1259.7283 | 18 | 540 | 152.0029 | 86.6476 |  |  |  | 121.2475 | 31.5423 | 9.97 |  |  | 8.3986 | 16.2553 |  | 14.41 |  | 69.8806 | [6 empty] | 209.3737
CV-W-MUAP | 1250 | 1750 | CV-W-MUAP12501750 | 1353.9603 | 18 | 540 | 152.0029 | 108.3095 |  |  |  | 151.5593 | 39.4278 | 12.4625 |  |  | 8.3986 | 16.2553 |  | 28.82 |  | 87.3507 | [6 empty] | 209.3737
CV-W-MUAP | 1500 | 1750 | CV-W-MUAP15001750 | 1433.7823 | 18 | 540 | 152.0029 | 129.9714 |  |  |  | 181.8712 | 47.3134 | 14.955 |  |  | 8.3986 | 16.2553 |  | 28.82 |  | 104.8209 | [6 empty] | 209.3737
CV-W-MUAP | 1750 | 1750 | CV-W-MUAP17501750 | 1513.6042 | 18 | 540 | 152.0029 | 151.6333 |  |  |  | 212.183 | 55.199 | 17.4475 |  |  | 8.3986 | 16.2553 |  | 28.82 |  | 122.291 | [6 empty] | 209.3737
CV-W-MUAP | 2000 | 1750 | CV-W-MUAP20001750 | 1593.4262 | 18 | 540 | 152.0029 | 173.2951 |  |  |  | 242.4949 | 63.0846 | 19.94 |  |  | 8.3986 | 16.2553 |  | 28.82 |  | 139.7612 | [6 empty] | 209.3737
CV-W-MUAP | 2250 | 1750 | CV-W-MUAP22501750 | 1703.2482 | 19 | 570 | 152.0029 | 194.957 |  |  |  | 272.8068 | 70.9701 | 22.4325 |  |  | 8.3986 | 16.2553 |  | 28.82 |  | 157.2313 | [6 empty] | 209.3737
CV-W-MUAP | 2500 | 1750 | CV-W-MUAP25001750 | 1807.9952 | 19 | 570 | 152.0029 | 216.6189 |  |  |  | 303.1186 | 78.8557 | 49.85 |  |  | 8.3986 | 16.2553 |  | 28.82 |  | 174.7015 | [6 empty] | 209.3737
CV-W-MUAP | 2750 | 1750 | CV-W-MUAP27501750 | 1890.3096 | 19 | 570 | 152.0029 | 238.2808 |  |  |  | 333.4305 | 86.7413 | 54.835 |  |  | 8.3986 | 16.2553 |  | 28.82 |  | 192.1716 | [6 empty] | 209.3737
CV-W-MUAP | 3000 | 1750 | CV-W-MUAP30001750 | 1972.6241 | 19 | 570 | 152.0029 | 259.9427 |  |  |  | 363.7424 | 94.6268 | 59.82 |  |  | 8.3986 | 16.2553 |  | 28.82 |  | 209.6418 | [6 empty] | 209.3737
CV-I-MUAP | 1000 | 2500 | CV-I-MUAP10002500 | 1834.814 | 27 | 810 | 158.0002 | 173.2951 |  |  |  | 242.4949 | 63.0846 | 19.94 |  |  | 8.3986 | 32.5105 |  | 28.82 |  | 80.6161 | [6 empty] | 217.654
CV-I-MUAP | 1250 | 2500 | CV-I-MUAP12502500 | 2008.4917 | 27 | 810 | 158.0002 | 216.6189 |  |  |  | 303.1186 | 78.8557 | 24.925 |  |  | 8.3986 | 32.5105 |  | 57.64 |  | 100.7701 | [6 empty] | 217.654
CV-I-MUAP | 1500 | 2500 | CV-I-MUAP15002500 | 2153.3494 | 27 | 810 | 158.0002 | 259.9427 |  |  |  | 363.7424 | 94.6268 | 29.91 |  |  | 8.3986 | 32.5105 |  | 57.64 |  | 120.9241 | [6 empty] | 217.654
CV-I-MUAP | 1750 | 2500 | CV-I-MUAP17502500 | 2298.207 | 27 | 810 | 158.0002 | 303.2665 |  |  |  | 424.3661 | 110.398 | 34.895 |  |  | 8.3986 | 32.5105 |  | 57.64 |  | 141.0781 | [6 empty] | 217.654
CV-I-MUAP | 2000 | 2500 | CV-I-MUAP20002500 | 2443.0647 | 27 | 810 | 158.0002 | 346.5903 |  |  |  | 484.9898 | 126.1691 | 39.88 |  |  | 8.3986 | 32.5105 |  | 57.64 |  | 161.2322 | [6 empty] | 217.654
CV-I-MUAP | 2250 | 2500 | CV-I-MUAP22502500 | 2587.9224 | 27 | 810 | 158.0002 | 389.9141 |  |  |  | 545.6135 | 141.9403 | 44.865 |  |  | 8.3986 | 32.5105 |  | 57.64 |  | 181.3862 | [6 empty] | 217.654
CV-I-MUAP | 2500 | 2500 | CV-I-MUAP25002500 | 2732.78 | 27 | 810 | 158.0002 | 433.2379 |  |  |  | 606.2373 | 157.7114 | 49.85 |  |  | 8.3986 | 32.5105 |  | 57.64 |  | 201.5402 | [6 empty] | 217.654
CV-I-MUAP | 2750 | 2500 | CV-I-MUAP27502500 | 2877.6377 | 27 | 810 | 158.0002 | 476.5616 |  |  |  | 666.861 | 173.4825 | 54.835 |  |  | 8.3986 | 32.5105 |  | 57.64 |  | 221.6942 | [6 empty] | 217.654
CV-I-MUAP | 3000 | 2500 | CV-I-MUAP30002500 | 3022.4954 | 27 | 810 | 158.0002 | 519.8854 |  |  |  | 727.4847 | 189.2537 | 59.82 |  |  | 8.3986 | 32.5105 |  | 57.64 |  | 241.8482 | [6 empty] | 217.654
CMW-I-MUAP | 1000 | 2500 | CMW-I-MUAP10002500 | 1834.814 | 27 | 810 | 158.0002 | 173.2951 |  |  |  | 242.4949 | 63.0846 | 19.94 |  |  | 8.3986 | 32.5105 |  | 28.82 |  | 80.6161 | [6 empty] | 217.654
CMW-I-MUAP | 1250 | 2500 | CMW-I-MUAP12502500 | 2008.4917 | 27 | 810 | 158.0002 | 216.6189 |  |  |  | 303.1186 | 78.8557 | 24.925 |  |  | 8.3986 | 32.5105 |  | 57.64 |  | 100.7701 | [6 empty] | 217.654
CMW-I-MUAP | 1500 | 2500 | CMW-I-MUAP15002500 | 2153.3494 | 27 | 810 | 158.0002 | 259.9427 |  |  |  | 363.7424 | 94.6268 | 29.91 |  |  | 8.3986 | 32.5105 |  | 57.64 |  | 120.9241 | [6 empty] | 217.654
CMW-I-MUAP | 1750 | 2500 | CMW-I-MUAP17502500 | 2298.207 | 27 | 810 | 158.0002 | 303.2665 |  |  |  | 424.3661 | 110.398 | 34.895 |  |  | 8.3986 | 32.5105 |  | 57.64 |  | 141.0781 | [6 empty] | 217.654
CMW-I-MUAP | 2000 | 2500 | CMW-I-MUAP20002500 | 2443.0647 | 27 | 810 | 158.0002 | 346.5903 |  |  |  | 484.9898 | 126.1691 | 39.88 |  |  | 8.3986 | 32.5105 |  | 57.64 |  | 161.2322 | [6 empty] | 217.654
CMW-I-MUAP | 2250 | 2500 | CMW-I-MUAP22502500 | 2587.9224 | 27 | 810 | 158.0002 | 389.9141 |  |  |  | 545.6135 | 141.9403 | 44.865 |  |  | 8.3986 | 32.5105 |  | 57.64 |  | 181.3862 | [6 empty] | 217.654
CMW-I-MUAP | 2500 | 2500 | CMW-I-MUAP25002500 | 2732.78 | 27 | 810 | 158.0002 | 433.2379 |  |  |  | 606.2373 | 157.7114 | 49.85 |  |  | 8.3986 | 32.5105 |  | 57.64 |  | 201.5402 | [6 empty] | 217.654
CMW-I-MUAP | 2750 | 2500 | CMW-I-MUAP27502500 | 2877.6377 | 27 | 810 | 158.0002 | 476.5616 |  |  |  | 666.861 | 173.4825 | 54.835 |  |  | 8.3986 | 32.5105 |  | 57.64 |  | 221.6942 | [6 empty] | 217.654
CMW-I-MUAP | 3000 | 2500 | CMW-I-MUAP30002500 | 3022.4954 | 27 | 810 | 158.0002 | 519.8854 |  |  |  | 727.4847 | 189.2537 | 59.82 |  |  | 8.3986 | 32.5105 |  | 57.64 |  | 241.8482 | [6 empty] | 217.654
KVI-LL | 1000 | 1000 | KVI-LL10001000 | 0 |  | 0
KVI-LL | 1250 | 1000 | KVI-LL12501000 | 0 |  | 0
KVI-LL | 1500 | 1000 | KVI-LL15001000 | 0 |  | 0
KVI-LL | 1750 | 1000 | KVI-LL17501000 | 0 |  | 0
KVI-LL | 2000 | 1000 | KVI-LL20001000 | 0 |  | 0
KVI-LL | 2250 | 1000 | KVI-LL22501000 | 0 |  | 0
KVI-LL | 2500 | 1000 | KVI-LL25001000 | 0 |  | 0
KVI-LL | 2750 | 1000 | KVI-LL27501000 | 0 |  | 0
KVI-LL | 3000 | 1000 | KVI-LL30001000 | 0 |  | 0
UVI-LL | 1000 | 1000 | UVI-LL10001000 | 0 |  | 0
UVI-LL | 1250 | 1000 | UVI-LL12501000 | 0 |  | 0
UVI-LL | 1500 | 1000 | UVI-LL15001000 | 0 |  | 0
UVI-LL | 1750 | 1000 | UVI-LL17501000 | 0 |  | 0
UVI-LL | 2000 | 1000 | UVI-LL20001000 | 0 |  | 0
UVI-LL | 2250 | 1000 | UVI-LL22501000 | 0 |  | 0
UVI-LL | 2500 | 1000 | UVI-LL25001000 | 0 |  | 0
UVI-LL | 2750 | 1000 | UVI-LL27501000 | 0 |  | 0
UVI-LL | 3000 | 1000 | UVI-LL30001000 | 0 |  | 0
CXW | 1000 | 1000 | CXW10001000 | 428.8369 | 7 | 210 |  |  |  | 218.8369
CXW | 1250 | 1000 | CXW12501000 | 483.5461 | 7 | 210 |  |  |  | 273.5461
CXW | 1500 | 1000 | CXW15001000 | 538.2553 | 7 | 210 |  |  |  | 328.2553
CXW | 1750 | 1000 | CXW17501000 | 622.9645 | 8 | 240 |  |  |  | 382.9645
CXW | 2000 | 1000 | CXW20001000 | 677.6737 | 8 | 240 |  |  |  | 437.6737
CXW | 2250 | 1000 | CXW22501000 | 732.383 | 8 | 240 |  |  |  | 492.383
CXW | 2500 | 1000 | CXW25001000 | 787.0922 | 8 | 240 |  |  |  | 547.0922
CXW | 2750 | 1000 | CXW27501000 | 841.8014 | 8 | 240 |  |  |  | 601.8014
CXW | 3000 | 1000 | CXW30001000 | 896.5106 | 8 | 240 |  |  |  | 656.5106
CXW | 1000 | 1250 | CXW10001250 | 458.4094 | 7 | 210 |  |  |  | 248.4094
CXW | 1250 | 1250 | CXW12501250 | 520.5118 | 7 | 210 |  |  |  | 310.5118
CXW | 1500 | 1250 | CXW15001250 | 582.6141 | 7 | 210 |  |  |  | 372.6141
CXW | 1750 | 1250 | CXW17501250 | 674.7165 | 8 | 240 |  |  |  | 434.7165
CXW | 2000 | 1250 | CXW20001250 | 736.8188 | 8 | 240 |  |  |  | 496.8188
CXW | 2250 | 1250 | CXW22501250 | 798.9212 | 8 | 240 |  |  |  | 558.9212
CXW | 2500 | 1250 | CXW25001250 | 861.0236 | 8 | 240 |  |  |  | 621.0236
CXW | 2750 | 1250 | CXW27501250 | 923.1259 | 8 | 240 |  |  |  | 683.1259
CXW | 3000 | 1250 | CXW30001250 | 985.2283 | 8 | 240 |  |  |  | 745.2283
CXW | 1000 | 1500 | CXW10001500 | 496.8537 | 7 | 210 |  |  |  | 286.8537
CXW | 1250 | 1500 | CXW12501500 | 568.5672 | 7 | 210 |  |  |  | 358.5672
CXW | 1500 | 1500 | CXW15001500 | 640.2806 | 7 | 210 |  |  |  | 430.2806
CXW | 1750 | 1500 | CXW17501500 | 741.994 | 8 | 240 |  |  |  | 501.994
CXW | 2000 | 1500 | CXW20001500 | 813.7075 | 8 | 240 |  |  |  | 573.7075
CXW | 2250 | 1500 | CXW22501500 | 885.4209 | 8 | 240 |  |  |  | 645.4209
CXW | 2500 | 1500 | CXW25001500 | 957.1343 | 8 | 240 |  |  |  | 717.1343
CXW | 2750 | 1500 | CXW27501500 | 1028.8478 | 8 | 240 |  |  |  | 788.8478
CXW | 3000 | 1500 | CXW30001500 | 1100.5612 | 8 | 240 |  |  |  | 860.5612
CXW | 1000 | 1750 | CXW10001750 | 624.0157 | 7 | 210 |  |  |  | 414.0157
CXW | 1250 | 1750 | CXW12501750 | 727.5196 | 7 | 210 |  |  |  | 517.5196
CXW | 1500 | 1750 | CXW15001750 | 831.0235 | 7 | 210 |  |  |  | 621.0235
CXW | 1750 | 1750 | CXW17501750 | 964.5275 | 8 | 240 |  |  |  | 724.5275
CXW | 2000 | 1750 | CXW20001750 | 1068.0314 | 8 | 240 |  |  |  | 828.0314
CXW | 2250 | 1750 | CXW22501750 | 1171.5353 | 8 | 240 |  |  |  | 931.5353
CXW | 2500 | 1750 | CXW25001750 | 1275.0392 | 8 | 240 |  |  |  | 1035.0392
CXW | 2750 | 1750 | CXW27501750 | 1378.5432 | 8 | 240 |  |  |  | 1138.5432
CXW | 3000 | 1750 | CXW30001750 | 1482.0471 | 8 | 240 |  |  |  | 1242.0471
CXW | 1000 | 2000 | CXW10002000 | 668.3745 | 7 | 210 |  |  |  | 458.3745
CXW | 1250 | 2000 | CXW12502000 | 782.9682 | 7 | 210 |  |  |  | 572.9682
CXW | 1500 | 2000 | CXW15002000 | 897.5618 | 7 | 210 |  |  |  | 687.5618
CXW | 1750 | 2000 | CXW17502000 | 1042.1554 | 8 | 240 |  |  |  | 802.1554
CXW | 2000 | 2000 | CXW20002000 | 1156.749 | 8 | 240 |  |  |  | 916.749
CXW | 2250 | 2000 | CXW22502000 | 1271.3427 | 8 | 240 |  |  |  | 1031.3427
CXW | 2500 | 2000 | CXW25002000 | 1385.9363 | 8 | 240 |  |  |  | 1145.9363
CXW | 2750 | 2000 | CXW27502000 | 1500.5299 | 8 | 240 |  |  |  | 1260.5299
CXW | 3000 | 2000 | CXW30002000 | 1615.1236 | 8 | 240 |  |  |  | 1375.1236
CXW-M | 1000 | 1000 | CXW-M10001000 | 707.4109 | 15 | 450 |  |  |  | 218.8369 |  |  | 14.194 | 9.97 | [5 empty] | 14.41
CXW-M | 1250 | 1000 | CXW-M12501000 | 768.1611 | 15 | 450 |  |  |  | 273.5461 |  |  | 17.7425 | 12.4625 | [5 empty] | 14.41
CXW-M | 1500 | 1000 | CXW-M15001000 | 828.9113 | 15 | 450 |  |  |  | 328.2553 |  |  | 21.291 | 14.955 | [5 empty] | 14.41
CXW-M | 1750 | 1000 | CXW-M17501000 | 919.6616 | 16 | 480 |  |  |  | 382.9645 |  |  | 24.8395 | 17.4475 | [5 empty] | 14.41
CXW-M | 2000 | 1000 | CXW-M20001000 | 980.4118 | 16 | 480 |  |  |  | 437.6737 |  |  | 28.3881 | 19.94 | [5 empty] | 14.41
CXW-M | 2250 | 1000 | CXW-M22501000 | 1055.572 | 16 | 480 |  |  |  | 492.383 |  |  | 31.9366 | 22.4325 | [5 empty] | 28.82
CXW-M | 2500 | 1000 | CXW-M25001000 | 1116.3222 | 16 | 480 |  |  |  | 547.0922 |  |  | 35.4851 | 24.925 | [5 empty] | 28.82
CXW-M | 2750 | 1000 | CXW-M27501000 | 1177.0725 | 16 | 480 |  |  |  | 601.8014 |  |  | 39.0336 | 27.4175 | [5 empty] | 28.82
CXW-M | 3000 | 1000 | CXW-M30001000 | 1237.8227 | 16 | 480 |  |  |  | 656.5106 |  |  | 42.5821 | 29.91 | [5 empty] | 28.82
CXW-M | 1000 | 1250 | CXW-M10001250 | 740.532 | 15 | 450 |  |  |  | 248.4094 |  |  | 17.7425 | 9.97 | [5 empty] | 14.41
CXW-M | 1250 | 1250 | CXW-M12501250 | 809.5624 | 15 | 450 |  |  |  | 310.5118 |  |  | 22.1782 | 12.4625 | [5 empty] | 14.41
CXW-M | 1500 | 1250 | CXW-M15001250 | 878.5929 | 15 | 450 |  |  |  | 372.6141 |  |  | 26.6138 | 14.955 | [5 empty] | 14.41
CXW-M | 1750 | 1250 | CXW-M17501250 | 977.6234 | 16 | 480 |  |  |  | 434.7165 |  |  | 31.0494 | 17.4475 | [5 empty] | 14.41
CXW-M | 2000 | 1250 | CXW-M20001250 | 1046.6539 | 16 | 480 |  |  |  | 496.8188 |  |  | 35.4851 | 19.94 | [5 empty] | 14.41
CXW-M | 2250 | 1250 | CXW-M22501250 | 1130.0944 | 16 | 480 |  |  |  | 558.9212 |  |  | 39.9207 | 22.4325 | [5 empty] | 28.82
CXW-M | 2500 | 1250 | CXW-M25001250 | 1199.1249 | 16 | 480 |  |  |  | 621.0236 |  |  | 44.3563 | 24.925 | [5 empty] | 28.82
CXW-M | 2750 | 1250 | CXW-M27501250 | 1268.1554 | 16 | 480 |  |  |  | 683.1259 |  |  | 48.792 | 27.4175 | [5 empty] | 28.82
CXW-M | 3000 | 1250 | CXW-M30001250 | 1337.1859 | 16 | 480 |  |  |  | 745.2283 |  |  | 53.2276 | 29.91 | [5 empty] | 28.82
CXW-M | 1000 | 1500 | CXW-M10001500 | 782.5248 | 15 | 450 |  |  |  | 286.8537 |  |  | 21.291 | 9.97 | [5 empty] | 14.41
CXW-M | 1250 | 1500 | CXW-M12501500 | 862.0535 | 15 | 450 |  |  |  | 358.5672 |  |  | 26.6138 | 12.4625 | [5 empty] | 14.41
CXW-M | 1500 | 1500 | CXW-M15001500 | 941.5822 | 15 | 450 |  |  |  | 430.2806 |  |  | 31.9366 | 14.955 | [5 empty] | 14.41
CXW-M | 1750 | 1500 | CXW-M17501500 | 1051.1109 | 16 | 480 |  |  |  | 501.994 |  |  | 37.2593 | 17.4475 | [5 empty] | 14.41
CXW-M | 2000 | 1500 | CXW-M20001500 | 1130.6395 | 16 | 480 |  |  |  | 573.7075 |  |  | 42.5821 | 19.94 | [5 empty] | 14.41
CXW-M | 2250 | 1500 | CXW-M22501500 | 1224.5782 | 16 | 480 |  |  |  | 645.4209 |  |  | 47.9048 | 22.4325 | [5 empty] | 28.82
CXW-M | 2500 | 1500 | CXW-M25001500 | 1304.1069 | 16 | 480 |  |  |  | 717.1343 |  |  | 53.2276 | 24.925 | [5 empty] | 28.82
CXW-M | 2750 | 1500 | CXW-M27501500 | 1383.6356 | 16 | 480 |  |  |  | 788.8478 |  |  | 58.5504 | 27.4175 | [5 empty] | 28.82
CXW-M | 3000 | 1500 | CXW-M30001500 | 1463.1643 | 16 | 480 |  |  |  | 860.5612 |  |  | 63.8731 | 29.91 | [5 empty] | 28.82
CXW-M | 1000 | 1750 | CXW-M10001750 | 913.2352 | 15 | 450 |  |  |  | 414.0157 |  |  | 24.8395 | 9.97 | [5 empty] | 14.41
CXW-M | 1250 | 1750 | CXW-M12501750 | 1025.4416 | 15 | 450 |  |  |  | 517.5196 |  |  | 31.0494 | 12.4625 | [5 empty] | 14.41
CXW-M | 1500 | 1750 | CXW-M15001750 | 1137.6479 | 15 | 450 |  |  |  | 621.0235 |  |  | 37.2593 | 14.955 | [5 empty] | 14.41
CXW-M | 1750 | 1750 | CXW-M17501750 | 1279.8542 | 16 | 480 |  |  |  | 724.5275 |  |  | 43.4692 | 17.4475 | [5 empty] | 14.41
CXW-M | 2000 | 1750 | CXW-M20001750 | 1392.0605 | 16 | 480 |  |  |  | 828.0314 |  |  | 49.6791 | 19.94 | [5 empty] | 14.41
CXW-M | 2250 | 1750 | CXW-M22501750 | 1518.6768 | 16 | 480 |  |  |  | 931.5353 |  |  | 55.889 | 22.4325 | [5 empty] | 28.82
CXW-M | 2500 | 1750 | CXW-M25001750 | 1630.8831 | 16 | 480 |  |  |  | 1035.0392 |  |  | 62.0989 | 24.925 | [5 empty] | 28.82
CXW-M | 2750 | 1750 | CXW-M27501750 | 1743.0894 | 16 | 480 |  |  |  | 1138.5432 |  |  | 68.3088 | 27.4175 | [5 empty] | 28.82
CXW-M | 3000 | 1750 | CXW-M30001750 | 1855.2957 | 16 | 480 |  |  |  | 1242.0471 |  |  | 74.5186 | 29.91 | [5 empty] | 28.82
CXW-M | 1000 | 2000 | CXW-M10002000 | 946.9486 | 15 | 450 |  |  |  | 458.3745 |  |  | 14.194 | 9.97 | [5 empty] | 14.41
CXW-M | 1250 | 2000 | CXW-M12502000 | 1067.5832 | 15 | 450 |  |  |  | 572.9682 |  |  | 17.7425 | 12.4625 | [5 empty] | 14.41
CXW-M | 1500 | 2000 | CXW-M15002000 | 1188.2178 | 15 | 450 |  |  |  | 687.5618 |  |  | 21.291 | 14.955 | [5 empty] | 14.41
CXW-M | 1750 | 2000 | CXW-M17502000 | 1338.8525 | 16 | 480 |  |  |  | 802.1554 |  |  | 24.8395 | 17.4475 | [5 empty] | 14.41
CXW-M | 2000 | 2000 | CXW-M20002000 | 1459.4871 | 16 | 480 |  |  |  | 916.749 |  |  | 28.3881 | 19.94 | [5 empty] | 14.41
CXW-M | 2250 | 2000 | CXW-M22502000 | 1594.5317 | 16 | 480 |  |  |  | 1031.3427 |  |  | 31.9366 | 22.4325 | [5 empty] | 28.82
CXW-M | 2500 | 2000 | CXW-M25002000 | 1715.1664 | 16 | 480 |  |  |  | 1145.9363 |  |  | 35.4851 | 24.925 | [5 empty] | 28.82
CXW-M | 2750 | 2000 | CXW-M27502000 | 1835.801 | 16 | 480 |  |  |  | 1260.5299 |  |  | 39.0336 | 27.4175 | [5 empty] | 28.82
CXW-M | 3000 | 2000 | CXW-M30002000 | 1956.4357 | 16 | 480 |  |  |  | 1375.1236 |  |  | 42.5821 | 29.91 | [5 empty] | 28.82
KVV | 1000 | 1000 | KVV10001000 | 566.153 | 10 | 300 |  |  | 266.153
KVV | 1250 | 1000 | KVV12501000 | 632.6912 | 10 | 300 |  |  | 332.6912
KVV | 1500 | 1000 | KVV15001000 | 699.2294 | 10 | 300 |  |  | 399.2294
KVV | 1750 | 1000 | KVV17501000 | 825.7677 | 12 | 360 |  |  | 465.7677
KVV | 2000 | 1000 | KVV20001000 | 892.3059 | 12 | 360 |  |  | 532.3059
KVV | 2250 | 1000 | KVV22501000 | 958.8441 | 12 | 360 |  |  | 598.8441
KVV | 2500 | 1000 | KVV25001000 | 1115.3824 | 15 | 450 |  |  | 665.3824
KVV | 2750 | 1000 | KVV27501000 | 1181.9206 | 15 | 450 |  |  | 731.9206
KVV | 3000 | 1000 | KVV30001000 | 1248.4588 | 15 | 450 |  |  | 798.4589
KVV | 1000 | 1250 | KVV10001250 | 631.2126 | 10 | 300 |  |  | 331.2126
KVV | 1250 | 1250 | KVV12501250 | 714.0157 | 10 | 300 |  |  | 414.0157
KVV | 1500 | 1250 | KVV15001250 | 796.8188 | 10 | 300 |  |  | 496.8188
KVV | 1750 | 1250 | KVV17501250 | 939.622 | 12 | 360 |  |  | 579.622
KVV | 2000 | 1250 | KVV20001250 | 1022.4251 | 12 | 360 |  |  | 662.4251
KVV | 2250 | 1250 | KVV22501250 | 1105.2283 | 12 | 360 |  |  | 745.2283
KVV | 2500 | 1250 | KVV25001250 | 1278.0314 | 15 | 450 |  |  | 828.0314
KVV | 2750 | 1250 | KVV27501250 | 1360.8345 | 15 | 450 |  |  | 910.8345
KVV | 3000 | 1250 | KVV30001250 | 1443.6377 | 15 | 450 |  |  | 993.6377
KVV | 1000 | 1500 | KVV10001500 | 699.2294 | 10 | 300 |  |  | 399.2294
KVV | 1250 | 1500 | KVV12501500 | 799.0368 | 10 | 300 |  |  | 499.0368
KVV | 1500 | 1500 | KVV15001500 | 898.8441 | 10 | 300 |  |  | 598.8441
KVV | 1750 | 1500 | KVV17501500 | 1058.6515 | 12 | 360 |  |  | 698.6515
KVV | 2000 | 1500 | KVV20001500 | 1158.4588 | 12 | 360 |  |  | 798.4588
KVV | 2250 | 1500 | KVV22501500 | 1258.2662 | 12 | 360 |  |  | 898.2662
KVV | 2500 | 1500 | KVV25001500 | 1448.0736 | 15 | 450 |  |  | 998.0736
KVV | 2750 | 1500 | KVV27501500 | 1547.8809 | 15 | 450 |  |  | 1097.8809
KVV | 3000 | 1500 | KVV30001500 | 1647.6883 | 15 | 450 |  |  | 1197.6883
KVV | 1000 | 1750 | KVV10001750 | 766.0634 | 10 | 300 |  |  | 466.0634
KVV | 1250 | 1750 | KVV12501750 | 882.5792 | 10 | 300 |  |  | 582.5792
KVV | 1500 | 1750 | KVV15001750 | 999.0951 | 10 | 300 |  |  | 699.0951
KVV | 1750 | 1750 | KVV17501750 | 1175.6109 | 12 | 360 |  |  | 815.6109
KVV | 2000 | 1750 | KVV20001750 | 1292.1268 | 12 | 360 |  |  | 932.1268
KVV | 2250 | 1750 | KVV22501750 | 1408.6426 | 12 | 360 |  |  | 1048.6426
KVV | 2500 | 1750 | KVV25001750 | 1615.1585 | 15 | 450 |  |  | 1165.1585
KVV | 2750 | 1750 | KVV27501750 | 1731.6743 | 15 | 450 |  |  | 1281.6743
KVV | 3000 | 1750 | KVV30001750 | 1848.1902 | 15 | 450 |  |  | 1398.1902
KVV | 1000 | 2000 | KVV10002000 | 832.3059 | 10 | 300 |  |  | 532.3059
KVV | 1250 | 2000 | KVV12502000 | 965.3824 | 10 | 300 |  |  | 665.3824
KVV | 1500 | 2000 | KVV15002000 | 1098.4588 | 10 | 300 |  |  | 798.4589
KVV | 1750 | 2000 | KVV17502000 | 1291.5353 | 12 | 360 |  |  | 931.5353
KVV | 2000 | 2000 | KVV20002000 | 1424.6118 | 12 | 360 |  |  | 1064.6118
KVV | 2250 | 2000 | KVV22502000 | 1557.6883 | 12 | 360 |  |  | 1197.6883
KVV | 2500 | 2000 | KVV25002000 | 1780.7648 | 15 | 450 |  |  | 1330.7648
KVV | 2750 | 2000 | KVV27502000 | 1913.8412 | 15 | 450 |  |  | 1463.8412
KVV | 3000 | 2000 | KVV30002000 | 2046.9177 | 15 | 450 |  |  | 1596.9177
CP | 1 | S | CP1S | 3733.72 | 6 | 180 | [16 empty] | 368 | 164.8 | 749 | 1133 | 153.466 | 18.03
CP | 2 | S | CP2S | 4009.06 | 6 | 180 | [16 empty] | 368 | 164.8 | 828 | 1339 | 153.466 | 18.03
CP | 3 | S | CP3S | 4284.39 | 6 | 180 | [16 empty] | 368 | 164.8 | 936 | 1468 | 153.466 | 18.03
CP | 4 | S | CP4S | 4350.58 | 6 | 180 | [16 empty] | 368 | 164.8 | 996 | 1751 | 153.466 | 18.03
KVX-P | 1000 | 1000 | KVX-P10001000 | 536.4644 | 13 | 390 | 119.6505 | [8 empty] | 2.16 | 8.3986 | 16.2553
KVX-P | 1250 | 1000 | KVX-P12501000 | 566.377 | 13 | 390 | 149.5632 | [8 empty] | 2.16 | 8.3986 | 16.2553
KVX-P | 1500 | 1000 | KVX-P15001000 | 596.2897 | 13 | 390 | 179.4758 | [8 empty] | 2.16 | 8.3986 | 16.2553
KVX-P | 2000 | 1000 | KVX-P20001000 | 656.1149 | 13 | 390 | 239.3011 | [8 empty] | 2.16 | 8.3986 | 16.2553
KVX-M | 1000 | 1000 | KVX-M10001000 | 941.3676 | 17 | 510 | 119.6505 |  |  |  |  | 79.8459 | 31.5423 | 9.97 |  | 2.16 | 8.3986 | 16.2553 |  | 14.41 |  | 40.308 | [6 empty] | 108.827
KVX-M | 1250 | 1000 | KVX-M12501000 | 1011.6968 | 17 | 510 | 149.5632 |  |  |  |  | 99.8074 | 39.4278 | 12.4625 |  | 2.16 | 8.3986 | 16.2553 |  | 14.41 |  | 50.385 | [6 empty] | 108.827
KVX-M | 1500 | 1000 | KVX-M15001000 | 1082.026 | 17 | 510 | 179.4758 |  |  |  |  | 119.7688 | 47.3134 | 14.955 |  | 2.16 | 8.3986 | 16.2553 |  | 14.41 |  | 60.4621 | [6 empty] | 108.827
KVX-M | 1750 | 1000 | KVX-M17501000 | 1182.3551 | 18 | 540 | 209.3884 |  |  |  |  | 139.7303 | 55.199 | 17.4475 |  | 2.16 | 8.3986 | 16.2553 |  | 14.41 |  | 70.5391 | [6 empty] | 108.827
KVX-M | 2000 | 1000 | KVX-M20001000 | 1252.6843 | 18 | 540 | 239.3011 |  |  |  |  | 159.6918 | 63.0846 | 19.94 |  | 2.16 | 8.3986 | 16.2553 |  | 14.41 |  | 80.6161 | [6 empty] | 108.827
KVX-M | 2250 | 1000 | KVX-M22501000 | 1337.4235 | 18 | 540 | 269.2137 |  |  |  |  | 179.6532 | 70.9701 | 22.4325 |  | 2.16 | 8.3986 | 16.2553 |  | 28.82 |  | 90.6931 | [6 empty] | 108.827
KVX-M | 2500 | 1000 | KVX-M25001000 | 1437.7527 | 19 | 570 | 299.1263 |  |  |  |  | 199.6147 | 78.8557 | 24.925 |  | 2.16 | 8.3986 | 16.2553 |  | 28.82 |  | 100.7701 | [6 empty] | 108.827
KVX-M | 2750 | 1000 | KVX-M27501000 | 1508.0819 | 19 | 570 | 329.039 |  |  |  |  | 219.5762 | 86.7413 | 27.4175 |  | 2.16 | 8.3986 | 16.2553 |  | 28.82 |  | 110.8471 | [6 empty] | 108.827
KVX-M | 3000 | 1000 | KVX-M30001000 | 1578.4111 | 19 | 570 | 358.9516 |  |  |  |  | 239.5377 | 94.6268 | 29.91 |  | 2.16 | 8.3986 | 16.2553 |  | 28.82 |  | 120.9241 | [6 empty] | 108.827
KVX-M | 1000 | 1250 | KVX-M10001250 | 941.3676 | 17 | 510 | 119.6505 |  |  |  |  | 79.8459 | 31.5423 | 9.97 |  | 2.16 | 8.3986 | 16.2553 |  | 14.41 |  | 40.308 | [6 empty] | 108.827
KVX-M | 1250 | 1250 | KVX-M12501250 | 1011.6968 | 17 | 510 | 149.5632 |  |  |  |  | 99.8074 | 39.4278 | 12.4625 |  | 2.16 | 8.3986 | 16.2553 |  | 14.41 |  | 50.385 | [6 empty] | 108.827
KVX-M | 1500 | 1250 | KVX-M15001250 | 1082.026 | 17 | 510 | 179.4758 |  |  |  |  | 119.7688 | 47.3134 | 14.955 |  | 2.16 | 8.3986 | 16.2553 |  | 14.41 |  | 60.4621 | [6 empty] | 108.827
KVX-M | 1750 | 1250 | KVX-M17501250 | 1182.3551 | 18 | 540 | 209.3884 |  |  |  |  | 139.7303 | 55.199 | 17.4475 |  | 2.16 | 8.3986 | 16.2553 |  | 14.41 |  | 70.5391 | [6 empty] | 108.827
KVX-M | 2000 | 1250 | KVX-M20001250 | 1252.6843 | 18 | 540 | 239.3011 |  |  |  |  | 159.6918 | 63.0846 | 19.94 |  | 2.16 | 8.3986 | 16.2553 |  | 14.41 |  | 80.6161 | [6 empty] | 108.827
KVX-M | 2250 | 1250 | KVX-M22501250 | 1337.4235 | 18 | 540 | 269.2137 |  |  |  |  | 179.6532 | 70.9701 | 22.4325 |  | 2.16 | 8.3986 | 16.2553 |  | 28.82 |  | 90.6931 | [6 empty] | 108.827
KVX-M | 2500 | 1250 | KVX-M25001250 | 1437.7527 | 19 | 570 | 299.1263 |  |  |  |  | 199.6147 | 78.8557 | 24.925 |  | 2.16 | 8.3986 | 16.2553 |  | 28.82 |  | 100.7701 | [6 empty] | 108.827
KVX-M | 2750 | 1250 | KVX-M27501250 | 1508.0819 | 19 | 570 | 329.039 |  |  |  |  | 219.5762 | 86.7413 | 27.4175 |  | 2.16 | 8.3986 | 16.2553 |  | 28.82 |  | 110.8471 | [6 empty] | 108.827
KVX-M | 3000 | 1250 | KVX-M30001250 | 1578.4111 | 19 | 570 | 358.9516 |  |  |  |  | 239.5377 | 94.6268 | 29.91 |  | 2.16 | 8.3986 | 16.2553 |  | 28.82 |  | 120.9241 | [6 empty] | 108.827
KVX-M | 1000 | 1500 | KVX-M10001500 | 986.3179 | 17 | 510 | 119.6505 |  |  |  |  | 79.8459 | 31.5423 | 9.97 |  | 2.16 | 8.3986 | 16.2553 |  | 14.41 |  | 58.0516 | [6 empty] | 136.0337
KVX-M | 1250 | 1500 | KVX-M12501500 | 1061.0829 | 17 | 510 | 149.5632 |  |  |  |  | 99.8074 | 39.4278 | 12.4625 |  | 2.16 | 8.3986 | 16.2553 |  | 14.41 |  | 72.5645 | [6 empty] | 136.0337
KVX-M | 1500 | 1500 | KVX-M15001500 | 1135.848 | 17 | 510 | 179.4758 |  |  |  |  | 119.7688 | 47.3134 | 14.955 |  | 2.16 | 8.3986 | 16.2553 |  | 14.41 |  | 87.0774 | [6 empty] | 136.0337
KVX-M | 1750 | 1500 | KVX-M17501500 | 1240.6131 | 18 | 540 | 209.3884 |  |  |  |  | 139.7303 | 55.199 | 17.4475 |  | 2.16 | 8.3986 | 16.2553 |  | 14.41 |  | 101.5902 | [6 empty] | 136.0337
KVX-M | 2000 | 1500 | KVX-M20001500 | 1315.3781 | 18 | 540 | 239.3011 |  |  |  |  | 159.6918 | 63.0846 | 19.94 |  | 2.16 | 8.3986 | 16.2553 |  | 14.41 |  | 116.1031 | [6 empty] | 136.0337
KVX-M | 2250 | 1500 | KVX-M22501500 | 1404.5532 | 18 | 540 | 269.2137 |  |  |  |  | 179.6532 | 70.9701 | 22.4325 |  | 2.16 | 8.3986 | 16.2553 |  | 28.82 |  | 130.616 | [6 empty] | 136.0337
KVX-M | 2500 | 1500 | KVX-M25001500 | 1509.3183 | 19 | 570 | 299.1263 |  |  |  |  | 199.6147 | 78.8557 | 24.925 |  | 2.16 | 8.3986 | 16.2553 |  | 28.82 |  | 145.1289 | [6 empty] | 136.0337
KVX-M | 2750 | 1500 | KVX-M27501500 | 1584.0833 | 19 | 570 | 329.039 |  |  |  |  | 219.5762 | 86.7413 | 27.4175 |  | 2.16 | 8.3986 | 16.2553 |  | 28.82 |  | 159.6418 | [6 empty] | 136.0337
KVX-M | 3000 | 1500 | KVX-M30001500 | 1658.8484 | 19 | 570 | 358.9516 |  |  |  |  | 239.5377 | 94.6268 | 29.91 |  | 2.16 | 8.3986 | 16.2553 |  | 28.82 |  | 174.1547 | [6 empty] | 136.0337
KVX-M | 1000 | 1750 | KVX-M10001750 | 1071.4868 | 17 | 510 | 119.6505 |  |  |  |  | 79.8459 | 31.5423 | 9.97 |  | 2.16 | 8.3986 | 16.2553 |  | 14.41 |  | 69.8806 | [6 empty] | 209.3737
KVX-M | 1250 | 1750 | KVX-M12501750 | 1149.2091 | 17 | 510 | 149.5632 |  |  |  |  | 99.8074 | 39.4278 | 12.4625 |  | 2.16 | 8.3986 | 16.2553 |  | 14.41 |  | 87.3507 | [6 empty] | 209.3737
KVX-M | 1500 | 1750 | KVX-M15001750 | 1226.9315 | 17 | 510 | 179.4758 |  |  |  |  | 119.7688 | 47.3134 | 14.955 |  | 2.16 | 8.3986 | 16.2553 |  | 14.41 |  | 104.8209 | [6 empty] | 209.3737
KVX-M | 1750 | 1750 | KVX-M17501750 | 1334.6538 | 18 | 540 | 209.3884 |  |  |  |  | 139.7303 | 55.199 | 17.4475 |  | 2.16 | 8.3986 | 16.2553 |  | 14.41 |  | 122.291 | [6 empty] | 209.3737
KVX-M | 2000 | 1750 | KVX-M20001750 | 1412.3761 | 18 | 540 | 239.3011 |  |  |  |  | 159.6918 | 63.0846 | 19.94 |  | 2.16 | 8.3986 | 16.2553 |  | 14.41 |  | 139.7612 | [6 empty] | 209.3737
KVX-M | 2250 | 1750 | KVX-M22501750 | 1504.5084 | 18 | 540 | 269.2137 |  |  |  |  | 179.6532 | 70.9701 | 22.4325 |  | 2.16 | 8.3986 | 16.2553 |  | 28.82 |  | 157.2313 | [6 empty] | 209.3737
KVX-M | 2500 | 1750 | KVX-M25001750 | 1612.2307 | 19 | 570 | 299.1263 |  |  |  |  | 199.6147 | 78.8557 | 24.925 |  | 2.16 | 8.3986 | 16.2553 |  | 28.82 |  | 174.7015 | [6 empty] | 209.3737
KVX-M | 2750 | 1750 | KVX-M27501750 | 1689.9531 | 19 | 570 | 329.039 |  |  |  |  | 219.5762 | 86.7413 | 27.4175 |  | 2.16 | 8.3986 | 16.2553 |  | 28.82 |  | 192.1716 | [6 empty] | 209.3737
KVX-M | 3000 | 1750 | KVX-M30001750 | 1767.6754 | 19 | 570 | 358.9516 |  |  |  |  | 239.5377 | 94.6268 | 29.91 |  | 2.16 | 8.3986 | 16.2553 |  | 28.82 |  | 209.6418 | [6 empty] | 209.3737
KVX-M | 1000 | 2000 | KVX-M10002000 | 1163.7532 | 17 | 510 | 119.6505 |  |  |  |  | 79.8459 | 31.5423 | 9.97 |  | 2.16 | 8.3986 | 16.2553 |  | 14.41 |  | 87.6241 | [6 empty] | 283.8965
KVX-M | 1250 | 2000 | KVX-M12502000 | 1245.9114 | 17 | 510 | 149.5632 |  |  |  |  | 99.8074 | 39.4278 | 12.4625 |  | 2.16 | 8.3986 | 16.2553 |  | 14.41 |  | 109.5302 | [6 empty] | 283.8965
KVX-M | 1500 | 2000 | KVX-M15002000 | 1328.0696 | 17 | 510 | 179.4758 |  |  |  |  | 119.7688 | 47.3134 | 14.955 |  | 2.16 | 8.3986 | 16.2553 |  | 14.41 |  | 131.4362 | [6 empty] | 283.8965
KVX-M | 1750 | 2000 | KVX-M17502000 | 1440.2278 | 18 | 540 | 209.3884 |  |  |  |  | 139.7303 | 55.199 | 17.4475 |  | 2.16 | 8.3986 | 16.2553 |  | 14.41 |  | 153.3422 | [6 empty] | 283.8965
KVX-M | 2000 | 2000 | KVX-M20002000 | 1522.386 | 18 | 540 | 239.3011 |  |  |  |  | 159.6918 | 63.0846 | 19.94 |  | 2.16 | 8.3986 | 16.2553 |  | 14.41 |  | 175.2482 | [6 empty] | 283.8965
KVX-M | 2250 | 2000 | KVX-M22502000 | 1618.9542 | 18 | 540 | 269.2137 |  |  |  |  | 179.6532 | 70.9701 | 22.4325 |  | 2.16 | 8.3986 | 16.2553 |  | 28.82 |  | 197.1543 | [6 empty] | 283.8965
KVX-M | 2500 | 2000 | KVX-M25002000 | 1731.1124 | 19 | 570 | 299.1263 |  |  |  |  | 199.6147 | 78.8557 | 24.925 |  | 2.16 | 8.3986 | 16.2553 |  | 28.82 |  | 219.0603 | [6 empty] | 283.8965
KVX-M | 2750 | 2000 | KVX-M27502000 | 1813.2706 | 19 | 570 | 329.039 |  |  |  |  | 219.5762 | 86.7413 | 27.4175 |  | 2.16 | 8.3986 | 16.2553 |  | 28.82 |  | 240.9663 | [6 empty] | 283.8965
KVX-M | 3000 | 2000 | KVX-M30002000 | 1895.4288 | 19 | 570 | 358.9516 |  |  |  |  | 239.5377 | 94.6268 | 29.91 |  | 2.16 | 8.3986 | 16.2553 |  | 28.82 |  | 262.8724 | [6 empty] | 283.8965
UVX-M | 1000 | 1000 | UVX-M10001000 | 1132.3719 | 21 | 630 | 160.993 |  |  |  |  | 79.8459 | 31.5423 | 9.97 | 29.6619 | 2.16 | 8.3986 | 16.2553 |  | 14.41 |  | 40.308 | [6 empty] | 108.827
UVX-M | 1250 | 1000 | UVX-M12501000 | 1213.0367 | 21 | 630 | 201.2412 |  |  |  |  | 99.8074 | 39.4278 | 12.4625 | 29.6619 | 2.16 | 8.3986 | 16.2553 |  | 14.41 |  | 50.385 | [6 empty] | 108.827
UVX-M | 1500 | 1000 | UVX-M15001000 | 1293.7015 | 21 | 630 | 241.4894 |  |  |  |  | 119.7688 | 47.3134 | 14.955 | 29.6619 | 2.16 | 8.3986 | 16.2553 |  | 14.41 |  | 60.4621 | [6 empty] | 108.827
UVX-M | 1750 | 1000 | UVX-M17501000 | 1374.3663 | 21 | 630 | 281.7377 |  |  |  |  | 139.7303 | 55.199 | 17.4475 | 29.6619 | 2.16 | 8.3986 | 16.2553 |  | 14.41 |  | 70.5391 | [6 empty] | 108.827
UVX-M | 2000 | 1000 | UVX-M20001000 | 1464.0803 | 21 | 630 | 321.9859 |  |  |  |  | 159.6918 | 63.0846 | 19.94 | 38.7111 | 2.16 | 8.3986 | 16.2553 |  | 14.41 |  | 80.6161 | [6 empty] | 108.827
UVX-M | 2250 | 1000 | UVX-M22501000 | 1589.1551 | 22 | 660 | 362.2342 |  |  |  |  | 179.6532 | 70.9701 | 22.4325 | 38.7111 | 2.16 | 8.3986 | 16.2553 |  | 28.82 |  | 90.6931 | [6 empty] | 108.827
UVX-M | 2500 | 1000 | UVX-M25001000 | 1669.8199 | 22 | 660 | 402.4824 |  |  |  |  | 199.6147 | 78.8557 | 24.925 | 38.7111 | 2.16 | 8.3986 | 16.2553 |  | 28.82 |  | 100.7701 | [6 empty] | 108.827
UVX-M | 2750 | 1000 | UVX-M27501000 | 1780.4847 | 23 | 690 | 442.7306 |  |  |  |  | 219.5762 | 86.7413 | 27.4175 | 38.7111 | 2.16 | 8.3986 | 16.2553 |  | 28.82 |  | 110.8471 | [6 empty] | 108.827
UVX-M | 3000 | 1000 | UVX-M30001000 | 1861.1495 | 23 | 690 | 482.9789 |  |  |  |  | 239.5377 | 94.6268 | 29.91 | 38.7111 | 2.16 | 8.3986 | 16.2553 |  | 28.82 |  | 120.9241 | [6 empty] | 108.827
UVX-M | 1000 | 1250 | UVX-M10001250 | 1132.3719 | 21 | 630 | 160.993 |  |  |  |  | 79.8459 | 31.5423 | 9.97 | 29.6619 | 2.16 | 8.3986 | 16.2553 |  | 14.41 |  | 40.308 | [6 empty] | 108.827
UVX-M | 1250 | 1250 | UVX-M12501250 | 1213.0367 | 21 | 630 | 201.2412 |  |  |  |  | 99.8074 | 39.4278 | 12.4625 | 29.6619 | 2.16 | 8.3986 | 16.2553 |  | 14.41 |  | 50.385 | [6 empty] | 108.827
UVX-M | 1500 | 1250 | UVX-M15001250 | 1293.7015 | 21 | 630 | 241.4894 |  |  |  |  | 119.7688 | 47.3134 | 14.955 | 29.6619 | 2.16 | 8.3986 | 16.2553 |  | 14.41 |  | 60.4621 | [6 empty] | 108.827
UVX-M | 1750 | 1250 | UVX-M17501250 | 1374.3663 | 21 | 630 | 281.7377 |  |  |  |  | 139.7303 | 55.199 | 17.4475 | 29.6619 | 2.16 | 8.3986 | 16.2553 |  | 14.41 |  | 70.5391 | [6 empty] | 108.827
UVX-M | 2000 | 1250 | UVX-M20001250 | 1464.0803 | 21 | 630 | 321.9859 |  |  |  |  | 159.6918 | 63.0846 | 19.94 | 38.7111 | 2.16 | 8.3986 | 16.2553 |  | 14.41 |  | 80.6161 | [6 empty] | 108.827
UVX-M | 2250 | 1250 | UVX-M22501250 | 1589.1551 | 22 | 660 | 362.2342 |  |  |  |  | 179.6532 | 70.9701 | 22.4325 | 38.7111 | 2.16 | 8.3986 | 16.2553 |  | 28.82 |  | 90.6931 | [6 empty] | 108.827
UVX-M | 2500 | 1250 | UVX-M25001250 | 1669.8199 | 22 | 660 | 402.4824 |  |  |  |  | 199.6147 | 78.8557 | 24.925 | 38.7111 | 2.16 | 8.3986 | 16.2553 |  | 28.82 |  | 100.7701 | [6 empty] | 108.827
UVX-M | 2750 | 1250 | UVX-M27501250 | 1780.4847 | 23 | 690 | 442.7306 |  |  |  |  | 219.5762 | 86.7413 | 27.4175 | 38.7111 | 2.16 | 8.3986 | 16.2553 |  | 28.82 |  | 110.8471 | [6 empty] | 108.827
UVX-M | 3000 | 1250 | UVX-M30001250 | 1861.1495 | 23 | 690 | 482.9789 |  |  |  |  | 239.5377 | 94.6268 | 29.91 | 38.7111 | 2.16 | 8.3986 | 16.2553 |  | 28.82 |  | 120.9241 | [6 empty] | 108.827
UVX-M | 1000 | 1500 | UVX-M10001500 | 1177.3222 | 21 | 630 | 160.993 |  |  |  |  | 79.8459 | 31.5423 | 9.97 | 29.6619 | 2.16 | 8.3986 | 16.2553 |  | 14.41 |  | 58.0516 | [6 empty] | 136.0337
UVX-M | 1250 | 1500 | UVX-M12501500 | 1262.4229 | 21 | 630 | 201.2412 |  |  |  |  | 99.8074 | 39.4278 | 12.4625 | 29.6619 | 2.16 | 8.3986 | 16.2553 |  | 14.41 |  | 72.5645 | [6 empty] | 136.0337
UVX-M | 1500 | 1500 | UVX-M15001500 | 1347.5236 | 21 | 630 | 241.4894 |  |  |  |  | 119.7688 | 47.3134 | 14.955 | 29.6619 | 2.16 | 8.3986 | 16.2553 |  | 14.41 |  | 87.0774 | [6 empty] | 136.0337
UVX-M | 1750 | 1500 | UVX-M17501500 | 1432.6242 | 21 | 630 | 281.7377 |  |  |  |  | 139.7303 | 55.199 | 17.4475 | 29.6619 | 2.16 | 8.3986 | 16.2553 |  | 14.41 |  | 101.5902 | [6 empty] | 136.0337
UVX-M | 2000 | 1500 | UVX-M20001500 | 1526.7741 | 21 | 630 | 321.9859 |  |  |  |  | 159.6918 | 63.0846 | 19.94 | 38.7111 | 2.16 | 8.3986 | 16.2553 |  | 14.41 |  | 116.1031 | [6 empty] | 136.0337
UVX-M | 2250 | 1500 | UVX-M22501500 | 1656.2848 | 22 | 660 | 362.2342 |  |  |  |  | 179.6532 | 70.9701 | 22.4325 | 38.7111 | 2.16 | 8.3986 | 16.2553 |  | 28.82 |  | 130.616 | [6 empty] | 136.0337
UVX-M | 2500 | 1500 | UVX-M25001500 | 1741.3855 | 22 | 660 | 402.4824 |  |  |  |  | 199.6147 | 78.8557 | 24.925 | 38.7111 | 2.16 | 8.3986 | 16.2553 |  | 28.82 |  | 145.1289 | [6 empty] | 136.0337
UVX-M | 2750 | 1500 | UVX-M27501500 | 1856.4861 | 23 | 690 | 442.7306 |  |  |  |  | 219.5762 | 86.7413 | 27.4175 | 38.7111 | 2.16 | 8.3986 | 16.2553 |  | 28.82 |  | 159.6418 | [6 empty] | 136.0337
UVX-M | 3000 | 1500 | UVX-M30001500 | 1941.5868 | 23 | 690 | 482.9789 |  |  |  |  | 239.5377 | 94.6268 | 29.91 | 38.7111 | 2.16 | 8.3986 | 16.2553 |  | 28.82 |  | 174.1547 | [6 empty] | 136.0337
UVX-M | 1000 | 1750 | UVX-M10001750 | 1262.4912 | 21 | 630 | 160.993 |  |  |  |  | 79.8459 | 31.5423 | 9.97 | 29.6619 | 2.16 | 8.3986 | 16.2553 |  | 14.41 |  | 69.8806 | [6 empty] | 209.3737
UVX-M | 1250 | 1750 | UVX-M12501750 | 1350.5491 | 21 | 630 | 201.2412 |  |  |  |  | 99.8074 | 39.4278 | 12.4625 | 29.6619 | 2.16 | 8.3986 | 16.2553 |  | 14.41 |  | 87.3507 | [6 empty] | 209.3737
UVX-M | 1500 | 1750 | UVX-M15001750 | 1438.607 | 21 | 630 | 241.4894 |  |  |  |  | 119.7688 | 47.3134 | 14.955 | 29.6619 | 2.16 | 8.3986 | 16.2553 |  | 14.41 |  | 104.8209 | [6 empty] | 209.3737
UVX-M | 1750 | 1750 | UVX-M17501750 | 1535.7141 | 21 | 630 | 281.7377 |  |  |  |  | 139.7303 | 55.199 | 17.4475 | 38.7111 | 2.16 | 8.3986 | 16.2553 |  | 14.41 |  | 122.291 | [6 empty] | 209.3737
UVX-M | 2000 | 1750 | UVX-M20001750 | 1623.7721 | 21 | 630 | 321.9859 |  |  |  |  | 159.6918 | 63.0846 | 19.94 | 38.7111 | 2.16 | 8.3986 | 16.2553 |  | 14.41 |  | 139.7612 | [6 empty] | 209.3737
UVX-M | 2250 | 1750 | UVX-M22501750 | 1756.24 | 22 | 660 | 362.2342 |  |  |  |  | 179.6532 | 70.9701 | 22.4325 | 38.7111 | 2.16 | 8.3986 | 16.2553 |  | 28.82 |  | 157.2313 | [6 empty] | 209.3737
UVX-M | 2500 | 1750 | UVX-M25001750 | 1844.2979 | 22 | 660 | 402.4824 |  |  |  |  | 199.6147 | 78.8557 | 24.925 | 38.7111 | 2.16 | 8.3986 | 16.2553 |  | 28.82 |  | 174.7015 | [6 empty] | 209.3737
UVX-M | 2750 | 1750 | UVX-M27501750 | 1962.3559 | 23 | 690 | 442.7306 |  |  |  |  | 219.5762 | 86.7413 | 27.4175 | 38.7111 | 2.16 | 8.3986 | 16.2553 |  | 28.82 |  | 192.1716 | [6 empty] | 209.3737
UVX-M | 3000 | 1750 | UVX-M30001750 | 2050.4138 | 23 | 690 | 482.9789 |  |  |  |  | 239.5377 | 94.6268 | 29.91 | 38.7111 | 2.16 | 8.3986 | 16.2553 |  | 28.82 |  | 209.6418 | [6 empty] | 209.3737
UVX-M | 1000 | 2000 | UVX-M10002000 | 1354.7575 | 21 | 630 | 160.993 |  |  |  |  | 79.8459 | 31.5423 | 9.97 | 29.6619 | 2.16 | 8.3986 | 16.2553 |  | 14.41 |  | 87.6241 | [6 empty] | 283.8965
UVX-M | 1250 | 2000 | UVX-M12502000 | 1447.2513 | 21 | 630 | 201.2412 |  |  |  |  | 99.8074 | 39.4278 | 12.4625 | 29.6619 | 2.16 | 8.3986 | 16.2553 |  | 14.41 |  | 109.5302 | [6 empty] | 283.8965
UVX-M | 1500 | 2000 | UVX-M15002000 | 1539.7451 | 21 | 630 | 241.4894 |  |  |  |  | 119.7688 | 47.3134 | 14.955 | 29.6619 | 2.16 | 8.3986 | 16.2553 |  | 14.41 |  | 131.4362 | [6 empty] | 283.8965
UVX-M | 1750 | 2000 | UVX-M17502000 | 1632.2389 | 21 | 630 | 281.7377 |  |  |  |  | 139.7303 | 55.199 | 17.4475 | 29.6619 | 2.16 | 8.3986 | 16.2553 |  | 14.41 |  | 153.3422 | [6 empty] | 283.8965
UVX-M | 2000 | 2000 | UVX-M20002000 | 1733.782 | 21 | 630 | 321.9859 |  |  |  |  | 159.6918 | 63.0846 | 19.94 | 38.7111 | 2.16 | 8.3986 | 16.2553 |  | 14.41 |  | 175.2482 | [6 empty] | 283.8965
UVX-M | 2250 | 2000 | UVX-M22502000 | 1870.6858 | 22 | 660 | 362.2342 |  |  |  |  | 179.6532 | 70.9701 | 22.4325 | 38.7111 | 2.16 | 8.3986 | 16.2553 |  | 28.82 |  | 197.1543 | [6 empty] | 283.8965
UVX-M | 2500 | 2000 | UVX-M25002000 | 1963.1796 | 22 | 660 | 402.4824 |  |  |  |  | 199.6147 | 78.8557 | 24.925 | 38.7111 | 2.16 | 8.3986 | 16.2553 |  | 28.82 |  | 219.0603 | [6 empty] | 283.8965
UVX-M | 2750 | 2000 | UVX-M27502000 | 2085.6734 | 23 | 690 | 442.7306 |  |  |  |  | 219.5762 | 86.7413 | 27.4175 | 38.7111 | 2.16 | 8.3986 | 16.2553 |  | 28.82 |  | 240.9663 | [6 empty] | 283.8965
UVX-M | 3000 | 2000 | UVX-M30002000 | 2178.1672 | 23 | 690 | 482.9789 |  |  |  |  | 239.5377 | 94.6268 | 29.91 | 38.7111 | 2.16 | 8.3986 | 16.2553 |  | 28.82 |  | 262.8724 | [6 empty] | 283.8965
UV-C POD | 1500 | 1000 | UV-C POD15001000 | 970 | 20 | 600 |  | 320 | 50
UV-C POD | 2000 | 1000 | UV-C POD20001000 | 1076 | 20 | 600 |  | 426 | 50
UV-C POD | 2500 | 1000 | UV-C POD25001000 | 1183 | 20 | 600 |  | 533 | 50
UV-C POD | 3000 | 1000 | UV-C POD30001000 | 1289 | 20 | 600 |  | 639 | 50

## CCBASE (hidden)
PRICES JUL 2023
| Material | Material Price m² | Sq. Metres | Sub Total | Scrap | Locks | Hinges | Total
GREASE DRAWER | SC2 | 44.47 | 0.142 | 6.3147 | 2.0839 |  |  | 8.3986
PERF FRONT PANEL FRAME | SC2 | 44.47 | 0.793 | 35.2647 | 11.6374 |  |  | 46.9021
PERF FRONT PANEL C | SC2 | 44.47 | 2.05 | 91.1635 | 30.084 |  |  | 121.2475
PERF PANEL 1000MM | PERF30 | 30.8 | 0.77 | 23.716 | 7.8263 |  |  | 31.5423
SLIDING PLATE DAMPERS | SC1 | 40.74 | 0.3 | 12.222 | 4.0333 |  |  | 16.2553
UV DOORS LONG | SC2 | 44.47 | 0.373 | 16.5873 | 5.4738 | 11.5 | 5.15 | 38.7111
UV DOORS SHORT | SC2 | 44.47 | 0.22 | 9.7834 | 3.2285 | 11.5 | 5.15 | 29.6619
UV-C EXTRACT PLENUM 1000MM | SC2 | 44.47 | 2.722 | 121.0473 | 39.9456 |  |  | 160.993
KVX EXTRACT PLENUM 1000MM | SC2 | 44.47 | 2.023 | 89.9628 | 29.6877 |  |  | 119.6505
KVF CJ PLENUM 1000MM | SC2 | 44.47 | 4.05 | 180.1035 | 59.4342 |  |  | 239.5377
KVI CJ EXTRACT PLENUM 1000MM | SC2 | 44.47 | 3.54 | 157.4238 | 51.9499 |  |  | 209.3737
KVX FRONT PANEL 1000MM | SC2 | 44.47 | 1.35 | 60.0345 | 19.8114 |  |  | 79.8459
C EXTRACT PLENUM -1250 | SC2 | 44.47 | 1.3357 | 59.3986 | 19.6015 |  |  | 79.0001
C EXTRACT PLENUM -1500 | SC2 | 44.47 | 1.669 | 74.2204 | 24.4927 |  |  | 98.7132
C EXTRACT PLENUM -1750 | SC2 | 44.47 | 2.57 | 114.2879 | 37.715 |  |  | 152.0029
C EXTRACT PLENUM - 2000 | SC2 | 44.47 | 2.8 | 124.516 | 41.0903 |  |  | 165.6063
CMW EXTRACT PLENUM BODY | SC2 | 44.47 | 1.465 | 65.1486 | 21.499 |  |  | 86.6476
CX-W BODY - 1000 | SC2 | 44.47 | 3.7 | 164.539 | 54.2979 |  |  | 218.8369
CX-W BODY - 1250 | SC2 | 44.47 | 4.2 | 186.774 | 61.6354 |  |  | 248.4094
CX-W BODY - 1500 | SC2 | 44.47 | 4.85 | 215.6795 | 71.1742 |  |  | 286.8537
CX-W BODY - 1750 | SC2 | 44.47 | 7 | 311.29 | 102.7257 |  |  | 414.0157
CX-W BODY - 2000 | SC2 | 44.47 | 7.75 | 344.6425 | 113.732 |  |  | 458.3745
KVV BODY - 1000 | SC2 | 44.47 | 4.5 | 200.115 | 66.038 |  |  | 266.153
KVV BODY - 1250 | SC2 | 44.47 | 5.6 | 249.032 | 82.1806 |  |  | 331.2126
KVV BODY - 1500 | SC2 | 44.47 | 6.75 | 300.1725 | 99.0569 |  |  | 399.2294
KVV BODY - 1750 | SC2 | 44.47 | 7.88 | 350.4236 | 115.6398 |  |  | 466.0634
KVV BODY - 2000 | SC2 | 44.47 | 9 | 400.23 | 132.0759 |  |  | 532.3059
END PANEL SINGLE SKIN - 1000 | SC2 | 44.47 | 0.75 | 33.3525 | 11.0063 |  |  | 44.3588
END PANEL SINGLE SKIN - 1250 | SC2 | 44.47 | 0.92 | 40.9124 | 13.5011 |  |  | 54.4135
END PANEL SINGLE SKIN - 1500 | SC2 | 44.47 | 1.15 | 51.1405 | 16.8764 |  |  | 68.0169
END PANEL SINGLE SKIN - 1750 | SC2 | 44.47 | 1.77 | 78.7119 | 25.9749 |  |  | 104.6868
END PANEL SINGLE SKIN - 2000 | SC2 | 44.47 | 2.4 | 106.728 | 35.2202 |  |  | 141.9482
END PANEL DOUBLE SKIN (CJ) - 1250 | SC2 | 44.47 | 1.62 | 72.0414 | 23.7737 |  |  | 95.8151
END PANEL DOUBLE SKIN (CJ) - 1500 | SC2 | 44.47 | 2.03 | 90.2741 | 29.7905 |  |  | 120.0646
END PANEL DOUBLE SKIN (CJ) - 1750 | SC2 | 44.47 | 2.3 | 102.281 | 33.7527 |  |  | 136.0337
END PANEL DOUBLE SKIN (CJ) - 2000 | SC2 | 44.47 | 2.63 | 116.9561 | 38.5955 |  |  | 155.5516
LIGHT ROOF PER 1000MM - 1250 | SC2 | 44.47 | 0.4 | 17.788 | 5.87 | 11.5 | 5.15 | 40.308
LIGHT ROOF PER 1000MM - 1500 | SC2 | 44.47 | 0.7 | 31.129 | 10.2726 | 11.5 | 5.15 | 58.0516
LIGHT ROOF PER 1000MM - 1750 | SC2 | 44.47 | 0.9 | 40.023 | 13.2076 | 11.5 | 5.15 | 69.8806
LIGHT ROOF PER 1000MM - 2000 | SC2 | 44.47 | 1.2 | 53.364 | 17.6101 | 11.5 | 5.15 | 87.6241
CJ FAN | CJ | 89.33 | 1 | 89.33 |  |  |  | 89.33
INSULATION PER METER | INSUL | 9.97 | 1 | 9.97 |  |  |  | 9.97
DIFFUSER | DIFFUSER | 2.3 | 1 | 2.3 |  |  |  | 2.3
MUA SPIGOT | MUA SPIGOT | 14.41 | 1 | 14.41 |  |  |  | 14.41
WATERWASH ENCLOSURE | SC2 | 44.47 | 3.451 | 153.466 |  |  |  | 153.466
SCRAP | LABOUR | LOCKS (MFG-045) | HINGES (MFG148) | DIFFUSER | CJ | MUA SPIGOT | PRESS TAP-CJ | PRESS TAP | SC1 | SC2 | PERF30 | DES 2B | INSUL
33% | 30 | 11.5 | 5.15 | 2.3 | 89.33 | 14.41 | 4.3 | 2.16 | 40.74 | 44.47 | 30.8 | 38.9 | 9.97 | %
SELECT WORKS | 0 | 0
ROUND CORNERS | 60 | 4 | CORNER(S)
CUT OUT | 160 | 5 | CUT OUT(S) PER CANOPY
CASTELLE LOCKING | 984 | 8 | SECTION(S) OF CANOPY
HEADER DUCT S/S | 375 | 4 | METER OF DUCT
HEADER DUCT | 0 | 0 | METER OF DUCT |  |  | 2020 | 18% May 21 | 3% Oct 21 | 2022-04-01 | 10% Jul-23
PAINT FINSH | 0 | 0 | PER METER |  | 2B | £20.78/M2 | 24.52 | 25.26 | 35.36 | 38.9
UV ON DEMAND | 242 | 0 |  |  | SC1 | £21.77/M2 | 25.69 | 26.46 | 37.04 | 40.74
E/over for emergency strip light | 0 | 0 | PER SECTION |  | SC2 | £23.76/M2 | 28.04 | 28.88 | 40.43 | 44.47
E/over for small emer. spot light | 0 | 0 |  |  | PERF |  | 24.5 | 25.24 |  | 30.8
E/over for large emer. spot light | 0 | 0 | PER LIGHT FITTING
COLD MIST ON DEMAND | 511.68 | 0 | PER SECTION
CMW PIPEWORK HWS/CWS | 1500 | 0 | UP TO 5M
CANOPY GROUND SUPPORT | 0 | 1 | S/S T-SHAPED SUPPORT
BIM/ REVIT per CANOPY | 50 | 1 | SECTION(S) OF CANOPY
2nd EXTRACT PLENUM | 422.94 | 1 | PER METRE (292mm)
SUPPLY AIR PLENUM | 378.42 | 1 | PER METRE (365mm)
CAPTUREJET PLENUM | 271.36 | 4 | PER METRE
0
| 0 | 0
| 0 | 0
SELECT PANEL | 0 | 0 | 2023-08-01
CP1S | 3733.72 | 6
CP2S | 4009.06 | 6
CP3S | 4284.39 | 6
CP4S | 4350.58 | 6
CP1S HOT ONLY | 3434.34
CP2S HOT ONLY | 3624.13
CP3S HOT ONLY | 3846.34
CP4S HOT ONLY | 4069.24